## HB11 Model
Model Prototype | [8 empty] | Overall | Capital Cost | 2438543756.3847 | $
Subsections | Parameter Name | Parameter Value | Units | Ref. Number | Formula | Written Formula | Comments |  |  | Yearly Cost | 89071356.1621 | $
Primary Laser | Total Laser Energy per Pulse | 20 | MJ | 1 | Parameter | Parameter |  |  |  | Yearly Gross Revenue | 252871464.2624 | $
| Repetition Rate | 1 | Hz | 2 | Parameter | Parameter |  |  |  | Yearly Profit | 163800108.1003 | $
| Laser Equipment Cost | 850.4471 | $ (millions) | 3 | =(1400*C22*1000)/10^6 | =(1400*Net Energy Output*1000)/10^6 |  |  |  | Lifetime Cost (no inflation) | 4665327660.4366 | $
| Laser Efficiency | 0.036 | % (in decimal form) | 4 | Parameter | Parameter |  |  |  | Lifetime Profit (no inflation) | 4095002702.5079 | $
| Laser Energy Output | 20 | MWh | 5 | =C3*C4 | =Total Laser Energy per Pulse*Repetition Rate
| Laser Energy Input | 555.5556 | MWh | 6 | =C7/(C6) | =Laser Energy Output/(Laser Efficiency) |  |  | LCOE | Annual Cost of Upfront Capital (C_AC) | 97541750.2554 | $
Reactor | Thermal Reaction Energy Output | 3000 | MWh | 7 | =IF(C36=0,C7*C10,C7*C10*C13) | =IF(X-factor=0,Laser Energy Output*Target Gain (Q),Laser Energy Output*Target Gain (Q)*Increased Gain by X-factor) |  |  |  | Annual Cost of Operations and Maintenance (C_OM) | 66454773.5814 | $
| Target Gain (Q) | 150 | Ratio | 8 | Parameter | Parameter |  |  |  | Annual Cost of Schedule Part Replacements (C_SCR) | 9205040 | $
| Reactor Shielding Initial Cost | 20 | $ (millions) | 9 | Parameter | Parameter |  |  |  | Annual Cost of Fuel (C_F) | 13411542.5806 | $
| Instrumentation and Control System Cost | 5.2 | $ (millions) | 10 | Parameter | Parameter |  |  |  | Cost of Decomissioning (C_DD) | 1.2737 | $/MWh
| Increased Gain by X-factor | 2 | Ratio | 11 | Parameter | Parameter | Default Value 2 |  |  | LCOE | 105.2683 | $/MWh
| Duty Cycle (Uptime) | 0.66 | % (in decimal form) | 12 | Parameter | Parameter |  |  |  | LCOE in c/kwh | 10.5268 | ¢/kWh
Power Generation | Realised Reactor Gain | 2.16 | Ratio | 13 | =C16/C8 | =Gross Energy Output /Laser Energy Input
| Gross Energy Output | 1200 | MWh | 14 | =C9*C17 | =Thermal Reaction Energy Output*Electricity Generator Efficiency |  |  | Financial Projections | Month | Start | 1 | 2 | 3 | 4 | 5 | 6 | 7 | 8 | 9 | 10 | 11 | 12 | 13 | 14 | 15 | 16 | 17 | 18 | 19 | 20 | 21 | 22 | 23 | 24 | 25 | 26 | 27 | 28 | 29 | 30 | 31 | 32 | 33 | 34 | 35 | 36 | 37 | 38 | 39 | 40 | 41 | 42 | 43 | 44 | 45 | 46 | 47 | 48 | 49 | 50 | 51 | 52 | 53 | 54 | 55 | 56 | 57 | 58 | 59 | 60 | 61 | 62 | 63 | 64 | 65 | 66 | 67 | 68 | 69 | 70 | 71 | 72 | 73 | 74 | 75 | 76 | 77 | 78 | 79 | 80 | 81 | 82 | 83 | 84 | 85 | 86 | 87 | 88 | 89 | 90 | 91 | 92 | 93 | 94 | 95 | 96 | 97 | 98 | 99 | 100 | 101 | 102 | 103 | 104 | 105 | 106 | 107 | 108 | 109 | 110 | 111 | 112 | 113 | 114 | 115 | 116 | 117 | 118 | 119 | 120 | 121 | 122 | 123 | 124 | 125 | 126 | 127 | 128 | 129 | 130 | 131 | 132 | 133 | 134 | 135 | 136 | 137 | 138 | 139 | 140 | 141 | 142 | 143 | 144 | 145 | 146 | 147 | 148 | 149 | 150 | 151 | 152 | 153 | 154 | 155 | 156 | 157 | 158 | 159 | 160 | 161 | 162 | 163 | 164 | 165 | 166 | 167 | 168 | 169 | 170 | 171 | 172 | 173 | 174 | 175 | 176 | 177 | 178 | 179 | 180 | 181 | 182 | 183 | 184 | 185 | 186 | 187 | 188 | 189 | 190 | 191 | 192 | 193 | 194 | 195 | 196 | 197 | 198 | 199 | 200 | 201 | 202 | 203 | 204 | 205 | 206 | 207 | 208 | 209 | 210 | 211 | 212 | 213 | 214 | 215 | 216 | 217 | 218 | 219 | 220 | 221 | 222 | 223 | 224 | 225 | 226 | 227 | 228 | 229 | 230 | 231 | 232 | 233 | 234 | 235 | 236 | 237 | 238 | 239 | 240 | 241 | 242 | 243 | 244 | 245 | 246 | 247 | 248 | 249 | 250 | 251 | 252 | 253 | 254 | 255 | 256 | 257 | 258 | 259 | 260 | 261 | 262 | 263 | 264 | 265 | 266 | 267 | 268 | 269 | 270 | 271 | 272 | 273 | 274 | 275 | 276 | 277 | 278 | 279 | 280 | 281 | 282 | 283 | 284 | 285 | 286 | 287 | 288 | 289 | 290 | 291 | 292 | 293 | 294 | 295 | 296 | 297 | 298 | 299 | 300
| Electricity Generator Efficiency | 0.4 | % (in decimal form) | 15 | Parameter | Parameter |  |  |  | Total Project Cost | 2445966369.3982 | 2439545763.8442 | 2433021762.3531 | 2426393679.745 | 2419660827.1554 | 2412822512.0168 | 2405878038.0408 | 2398826705.2001 | 2391667809.7097 | 2384400644.0091 | 2377024496.7438 | 2369538652.7465 | 2361942393.0188 | 2354234994.7124 | 2346415731.1104 | 2338483871.6083 | 2330438681.6953 | 2322279422.935 | 2314005352.9467 | 2305615725.3857 | 2297109789.9242 | 2288486792.2322 | 2279745973.9577 | 2270886572.7071 | 2261907822.026 | 2252808951.3789 | 2243589186.1298 | 2234247747.522 | 2224783852.6583 | 2215196714.4807 | 2205485541.7504 | 2195649539.0274 | 2185687906.6502 | 2175599840.715 | 2165384533.0557 | 2155041171.2228 | 2144568938.4627 | 2133967013.6969 | 2123234571.5014 | 2112370782.0847 | 2101374811.2679 | 2090245820.4624 | 2078982966.6491 | 2067585402.357 | 2056052275.6412 | 2044382730.062 | 2032575904.6623 | 2020630933.9466 | 2008546947.8584 | 1996323071.7586 | 1983958426.4031 | 1971452127.9209 | 1958803287.7912 | 1946011012.8216 | 1933074405.1251 | 1919992562.0975 | 1906764576.395 | 1893389535.9109 | 1879866523.7528 | 1866194618.2198 | 1852372892.7789 | 1838400416.0419 | 1824276251.7421 | 1809999458.7108 | 1795569090.8536 | 1780984197.1266 | 1766243821.5129 | 1751347002.9983 | 1736292775.5478 | 1721080168.0807 | 1705708204.447 | 1690175903.4028 | 1674482278.5856 | 1658626338.4903 | 1642607086.4438 | 1626423520.5806 | 1610074633.8179 | 1593559413.8302 | 1576876843.0247 | 1560025898.5154 | 1543005552.0983 | 1525814770.2254 | 1508452513.9795 | 1490917739.0481 | 1473209395.6978 | 1455326428.7482 | 1437267777.5459 | 1419032375.9383 | 1400619152.2471 | 1382027029.242 | 1363254924.1141 | 1344301748.4491 | 1325166408.2009 | 1305847803.6641 | 1286344829.4472 | 1266656374.4455 | 1246781321.8137 | 1226718548.9384 | 1206466927.4109 | 1186025322.9988 | 1165392595.619 | 1144567599.3094 | 1123549182.2006 | 1102336186.4883 | 1080927448.4042 | 1059321798.1885 | 1037518060.0605 | 1015515052.1903 | 993311586.6699 | 970906469.4843 | 948298500.4822 | 925486473.3469 | 902469175.567 | 879245388.4067 | 855813886.8766 | 832173439.7032 | 808322809.2999 | 784260751.7361 | 759986016.7076 | 735497347.5062 | 710793480.989 | 685873147.548 | 660735071.0794 | 635377968.9528 | 609800551.9798 | 584001524.3834 | 557979583.7664 | 531733421.0798 | 505261720.5918 | 478563159.8554 | 451636409.6772 | 424480134.0847 | 397092990.2949 | 369473628.6813 | 341620692.742 | 313532819.0669 | 285208637.3047 | 256646770.1306 | 227845833.2129 | 198804435.1796 | 169521177.5856 | 139994654.8788 | 110223454.3667 | 80206156.1826 | 49941333.2513 | 19427551.2555 | -11336631.3987 | -42352663.6162 | -73622001.6473 | -105146109.1228 | -136926457.0884 | -168964524.04 | -201261795.9589 | -233819766.3469 | -266639936.2623 | -299723814.3551 | -333072916.9028 | -366688767.847 | -400572898.8288 | -434726849.2256 | -469152166.1874 | -503850404.6735 | -538823127.4894 | -574071905.3235 | -609598316.7845 | -645403948.4388 | -681490394.8476 | -717859258.6049 | -754512150.3751 | -791450688.9312 | -828676501.1927 | -866191222.2644 | -903996495.4742 | -942093972.4125 | -980485312.9705 | -1019172185.3796 | -1058156266.2506 | -1097439240.6126 | -1137022801.9533 | -1176908652.2582 | -1217098502.0506 | -1257594070.432 | -1298397085.1219 | -1339509282.4989 | -1380932407.6407 | -1422668214.3651 | -1464718465.2714 | -1507084931.7812 | -1549769394.1798 | -1592773641.658 | -1636099472.3536 | -1679748693.3935 | -1723723120.9358 | -1768024580.2122 | -1812654905.5701 | -1857615940.516 | -1902909537.7578 | -1948537559.2482 | -1994501876.2278 | -2040804369.2688 | -2087446928.3184 | -2134431452.7428 | -2181759851.3714 | -2229434042.5409 | -2277455954.1397 | -2325827523.6526 | -2374550698.206 | -2423627434.6124 | -2473059699.4161 | -2522849468.9385 | -2572998729.3237 | -2623509476.5846 | -2674383716.6487 | -2725623465.4047 | -2777230748.7488 | -2829207602.6314 | -2881556073.1042 | -2934278216.367 | -2987376098.8155 | -3040851797.0883 | -3094707398.1153 | -3148944999.1649 | -3203566707.8931 | -3258574642.3912 | -3313970931.2345 | -3369757713.5317 | -3425937138.9734 | -3482511367.8815 | -3539482571.2587 | -3596852930.8387 | -3654624639.1352 | -3712799899.4931 | -3771380926.1381 | -3830369944.2278 | -3889769189.9023 | -3949580910.3355 | -4009807363.7861 | -4070450819.6495 | -4131513558.5092 | -4192997872.1891 | -4254906063.8057 | -4317240447.8203 | -4380003350.0918 | -4443197107.9301 | -4506824070.1484 | -4570886597.1175 | -4635387060.8188 | -4700327844.8985 | -4765711344.7217 | -4831539967.4267 | -4897816131.9796 | -4964542269.2294 | -5031720821.9625 | -5099354244.959 | -5167445005.0472 | -5235995581.1605 | -5305008464.3927 | -5374486158.0548 | -5444431177.7311 | -5514846051.3369 | -5585733319.1748 | -5657095533.9922 | -5728935261.0394 | -5801255078.127 | -5874057575.684 | -5947345356.8166 | -6021121037.3665 | -6095387245.9698 | -6170146624.1165 | -6245401826.2096 | -6321155519.625 | -6397410384.7712 | -6474169115.1499 | -6551434417.4163 | -6629209011.4401 | -6707495630.3659 | -6786297020.6754 | -6865615942.2483 | -6945455168.4246 | -7025817486.0665 | -7106705695.6208 | -7188122611.1818 | -7270071060.5541 | -7352553885.3159 | -7435573940.8826 | -7519134096.5704 | -7603237235.6608 | -7687886255.4646 | -7773084067.3866 | -7858833596.9911 | -7945137784.0664 | -8031999582.6906 | -8119421961.2979 | -8207407902.7441 | -8295960404.3732 | -8385082478.0843 | -8474777150.3985 | -8565047462.5262 | -8655896470.4345 | -8747327244.9157 | -8839342871.6548
| Turbine Plant Equipment | 186.7 | $ (millions) | 16 | Parameter | Parameter |  |  |  | Income | 21072622.0219 | 21151644.3544 | 21230963.0208 | 21310579.1321 | 21390493.8039 | 21470708.1556 | 21551223.3112 | 21632040.3986 | 21713160.5501 | 21794584.9022 | 21876314.5956 | 21958350.7753 | 22040694.5907 | 22123347.1954 | 22206309.7474 | 22289583.4089 | 22373169.3467 | 22457068.7318 | 22541282.7395 | 22625812.5498 | 22710659.3469 | 22795824.3194 | 22881308.6606 | 22967113.5681 | 23053240.244 | 23139689.8949 | 23226463.732 | 23313562.971 | 23400988.8321 | 23488742.5402 | 23576825.3248 | 23665238.4197 | 23753983.0638 | 23843060.5003 | 23932471.9772 | 24022218.7471 | 24112302.0674 | 24202723.2001 | 24293483.4121 | 24384583.9749 | 24476026.1648 | 24567811.263 | 24659940.5552 | 24752415.3323 | 24845236.8898 | 24938406.5281 | 25031925.5526 | 25125795.2734 | 25220017.0057 | 25314592.0695 | 25409521.7897 | 25504807.4964 | 25600450.5245 | 25696452.214 | 25792813.9098 | 25889536.962 | 25986622.7256 | 26084072.5608 | 26181887.8329 | 26280069.9123 | 26378620.1745 | 26477540.0001 | 26576830.7751 | 26676493.8905 | 26776530.7426 | 26876942.7329 | 26977731.2681 | 27078897.7604 | 27180443.627 | 27282370.2906 | 27384679.1792 | 27487371.7261 | 27590449.3701 | 27693913.5552 | 27797765.7311 | 27902007.3525 | 28006639.8801 | 28111664.7797 | 28217083.5226 | 28322897.5858 | 28429108.4517 | 28535717.6084 | 28642726.5495 | 28750136.774 | 28857949.7869 | 28966167.0986 | 29074790.2253 | 29183820.6886 | 29293260.0162 | 29403109.7412 | 29513371.4028 | 29624046.5455 | 29735136.7201 | 29846643.4828 | 29958568.3958 | 30070913.0273 | 30183678.9512 | 30296867.7472 | 30410481.0013 | 30524520.3051 | 30638987.2562 | 30753883.4584 | 30869210.5214 | 30984970.0608 | 31101163.6986 | 31217793.0624 | 31334859.7864 | 31452365.5106 | 31570311.8813 | 31688700.5508 | 31807533.1779 | 31926811.4273 | 32046536.9702 | 32166711.4838 | 32287336.6519 | 32408414.1643 | 32529945.7174 | 32651933.0139 | 32774377.7627 | 32897281.6793 | 33020646.4856 | 33144473.9099 | 33268765.6871 | 33393523.5584 | 33518749.2717 | 33644444.5815 | 33770611.2487 | 33897251.0409 | 34024365.7323 | 34151957.1038 | 34280026.9429 | 34408577.0439 | 34537609.2079 | 34667125.2424 | 34797126.962 | 34927616.1882 | 35058594.7489 | 35190064.4792 | 35322027.221 | 35454484.823 | 35587439.1411 | 35720892.0379 | 35854845.383 | 35989301.0532 | 36124260.9322 | 36259726.9107 | 36395700.8866 | 36532184.7649 | 36669180.4578 | 36806689.8845 | 36944714.9716 | 37083257.6527 | 37222319.8689 | 37361903.5684 | 37502010.7068 | 37642643.247 | 37783803.1591 | 37925492.421 | 38067713.0176 | 38210466.9414 | 38353756.1924 | 38497582.7781 | 38641948.7135 | 38786856.0212 | 38932306.7313 | 39078302.8815 | 39224846.5173 | 39371939.6918 | 39519584.4656 | 39667782.9074 | 39816537.0933 | 39965849.1074 | 40115721.0415 | 40266154.9954 | 40417153.0767 | 40568717.4007 | 40720850.091 | 40873553.2788 | 41026829.1036 | 41180679.7127 | 41335107.2617 | 41490113.9139 | 41645701.8411 | 41801873.223 | 41958630.2476 | 42115975.111 | 42273910.0176 | 42432437.1802 | 42591558.8196 | 42751277.1652 | 42911594.4546 | 43072512.9338 | 43234034.8573 | 43396162.488 | 43558898.0973 | 43722243.9652 | 43886202.3801 | 44050775.639 | 44215966.0476 | 44381775.9203 | 44548207.58 | 44715263.3584 | 44882945.596 | 45051256.642 | 45220198.8544 | 45389774.6001 | 45559986.2549 | 45730836.2033 | 45902326.8391 | 46074460.5648 | 46247239.7919 | 46420666.9411 | 46594744.4421 | 46769474.7338 | 46944860.264 | 47120903.49 | 47297606.8781 | 47474972.9039 | 47653004.0523 | 47831702.8175 | 48011071.703 | 48191113.2219 | 48371829.8965 | 48553224.2586 | 48735298.8496 | 48918056.2203 | 49101498.9311 | 49285629.5521 | 49470450.6629 | 49655964.8529 | 49842174.7211 | 50029082.8763 | 50216691.9371 | 50405004.5319 | 50594023.2989 | 50783750.8862 | 50974189.9521 | 51165343.1644 | 51357213.2012 | 51549802.7507 | 51743114.5111 | 51937151.1905 | 52131915.5074 | 52327410.1906 | 52523637.9788 | 52720601.6212 | 52918303.8773 | 53116747.5168 | 53315935.32 | 53515870.0775 | 53716554.5903 | 53917991.67 | 54120184.1388 | 54323134.8293 | 54526846.5849 | 54731322.2596 | 54936564.718 | 55142576.8357 | 55349361.4989 | 55556921.6045 | 55765260.0605 | 55974379.7857 | 56184283.7099 | 56394974.7738 | 56606455.9292 | 56818730.139 | 57031800.377 | 57245669.6284 | 57460340.8895 | 57675817.1679 | 57892101.4822 | 58109196.8628 | 58327106.351 | 58545832.9999 | 58765379.8736 | 58985750.0481 | 59206946.6108 | 59428972.6606 | 59651831.3081 | 59875525.6755 | 60100058.8968 | 60325434.1176 | 60551654.4956 | 60778723.1999 | 61006643.4119 | 61235418.3247 | 61465051.1434 | 61695545.0852 | 61926903.3793 | 62159129.267 | 62392226.0017 | 62626196.8492 | 62861045.0874 | 63096774.0065 | 63333386.909 | 63570887.1099 | 63809277.9366 | 64048562.7288 | 64288744.8391 | 64529827.6322 | 64771814.4858
| Electricity Rate | 72 | $/MWh | 17 | Parameter | Parameter |  |  |  | Cost Delta | 7422613.0135 | -6420605.554 | -6524001.4912 | -6628082.6081 | -6732852.5896 | -6838315.1386 | -6944473.9759 | -7051332.8408 | -7158895.4904 | -7267165.7006 | -7376147.2653 | -7485843.9973 | -7596259.7277 | -7707398.3064 | -7819263.602 | -7931859.5021 | -8045189.913 | -8159258.7602 | -8274069.9883 | -8389627.5611 | -8505935.4615 | -8622997.692 | -8740818.2745 | -8859401.2505 | -8978750.6811 | -9098870.6471 | -9219765.2491 | -9341438.6078 | -9463894.8637 | -9587138.1776 | -9711172.7303 | -9836002.723 | -9961632.3773 | -10088065.9352 | -10215307.6593 | -10343361.8329 | -10472232.7601 | -10601924.7657 | -10732442.1956 | -10863789.4166 | -10995970.8168 | -11128990.8055 | -11262853.8133 | -11397564.2922 | -11533126.7157 | -11669545.5793 | -11806825.3997 | -11944970.7157 | -12083986.0882 | -12223876.0998 | -12364645.3554 | -12506298.4822 | -12648840.1296 | -12792274.9696 | -12936607.6965 | -13081843.0276 | -13227985.7025 | -13375040.4841 | -13523012.1581 | -13671905.533 | -13821725.4409 | -13972476.737 | -14124164.2998 | -14276793.0313 | -14430367.8572 | -14584893.727 | -14740375.6137 | -14896818.5145 | -15054227.4506 | -15212607.4671 | -15371963.6337 | -15532301.0442 | -15693624.8171 | -15855940.0953 | -16019252.0465 | -16183565.8632 | -16348886.7627 | -16515219.9877 | -16682570.8055 | -16850944.5093 | -17020346.4171 | -17190781.8729 | -17362256.2459 | -17534774.9314 | -17708343.3503 | -17882966.9496 | -18058651.2023 | -18235401.6076 | -18413223.6912 | -18592123.0051 | -18772105.1279 | -18953175.6649 | -19135340.2482 | -19318604.5368 | -19502974.2169 | -19688455.0017 | -19875052.6318 | -20062772.8752 | -20251621.5276 | -20441604.4121 | -20632727.3798 | -20824996.3096 | -21018417.1088 | -21212995.7124 | -21408738.084 | -21605650.2157 | -21803738.128 | -22003007.8702 | -22203465.5204 | -22405117.1856 | -22607969.0021 | -22812027.1353 | -23017297.7799 | -23223787.1602 | -23431501.5301 | -23640447.1733 | -23850630.4033 | -24062057.5638 | -24274735.0285 | -24488669.2014 | -24703866.5172 | -24920333.441 | -25138076.4686 | -25357102.1266 | -25577416.973 | -25799027.5964 | -26021940.617 | -26246162.6865 | -26471700.488 | -26698560.7363 | -26926750.1782 | -27156275.5925 | -27387143.7898 | -27619361.6136 | -27852935.9393 | -28087873.6752 | -28324181.7622 | -28561867.1741 | -28800936.9178 | -29041398.0333 | -29283257.594 | -29526522.7068 | -29771200.5121 | -30017298.1842 | -30264822.9313 | -30513781.9958 | -30764182.6542 | -31016032.2175 | -31269338.0312 | -31524107.4755 | -31780347.9656 | -32038066.9516 | -32297271.9189 | -32557970.3881 | -32820169.9154 | -33083878.0927 | -33349102.5478 | -33615850.9442 | -33884130.9818 | -34153950.3968 | -34425316.9618 | -34698238.4861 | -34972722.8159 | -35248777.8341 | -35526411.4611 | -35805631.6543 | -36086446.4088 | -36368863.7573 | -36652891.7702 | -36938538.5561 | -37225812.2616 | -37514721.0717 | -37805273.2098 | -38097476.9383 | -38391340.558 | -38686872.4091 | -38984080.8709 | -39282974.362 | -39583561.3407 | -39885850.3049 | -40189849.7924 | -40495568.3814 | -40803014.69 | -41112197.377 | -41423125.1417 | -41735806.7244 | -42050250.9063 | -42366466.5098 | -42684462.3986 | -43004247.4782 | -43325830.6956 | -43649221.0399 | -43974427.5423 | -44301459.2763 | -44630325.3579 | -44961034.9459 | -45293597.2418 | -45628021.4904 | -45964316.9796 | -46302493.041 | -46642559.0496 | -46984524.4244 | -47328398.6286 | -47674191.1695 | -48021911.5988 | -48371569.513 | -48723174.5534 | -49076736.4064 | -49432264.8037 | -49789769.5224 | -50149260.3852 | -50510747.2609 | -50874240.0641 | -51239748.756 | -51607283.3441 | -51976853.8826 | -52348470.4728 | -52722143.2628 | -53097882.4485 | -53475698.2728 | -53855601.0269 | -54237601.0497 | -54621708.7282 | -55007934.498 | -55396288.8434 | -55786782.2972 | -56179425.4417 | -56574228.9081 | -56971203.3773 | -57370359.5799 | -57771708.2966 | -58175260.3579 | -58581026.645 | -58989018.0897 | -59399245.6745 | -59811720.4332 | -60226453.4506 | -60643455.8634 | -61062738.8597 | -61484313.68 | -61908191.6166 | -62334384.0145 | -62762902.2716 | -63193757.8382 | -63626962.2183 | -64062526.9691 | -64500463.7013 | -64940784.0797 | -65383499.8232 | -65828622.705 | -66276164.5529 | -66726137.2497 | -67178552.7332 | -67633422.9964 | -68090760.0883 | -68550576.1133 | -69012883.2322 | -69477693.662 | -69945019.6764 | -70414873.6058 | -70887267.8378 | -71362214.8174 | -71839727.0472 | -72319817.0875 | -72802497.557 | -73287781.1326 | -73775680.5499 | -74266208.6033 | -74759378.1467 | -75255202.0931 | -75753693.4153 | -76254865.1462 | -76758730.3787 | -77265302.2665 | -77774594.0237 | -78286618.9258 | -78801390.3095 | -79318921.5729 | -79839226.1763 | -80362317.6419 | -80888209.5543 | -81416915.561 | -81948449.3723 | -82482824.7618 | -83020055.5667 | -83560155.6878 | -84103139.0904 | -84649019.8038 | -85197811.9221 | -85749529.6045 | -86304187.0752 | -86861798.6243 | -87422378.6073 | -87985941.4462 | -88552501.6291 | -89122073.7111 | -89694672.3142 | -90270312.1276 | -90849007.9084 | -91430774.4812 | -92015626.7391
| Total Reactor Energy Consumption | 592.5378 | MWh | 18 | =C8+C84+C100 | =Laser Energy Input+Cooling System Energy Consumption+Vacuum System Power Usage |  |  |  | Projected Lifetime Cost (with inflation) | 11717889804.8807 | 2423932017.2882
| Total Reactor Energy Consumption Cost | 42662.7189 | $/hr | 19 | =C20*C19 | =Total Reactor Energy Consumption*Electricity Rate |  |  |  | Projected Lifetime Gross Revenue (with inflation) | 20557232676.5354
| Net Energy Output | 607.4622 | MWh | 20 | =C16-C20 | =Gross Energy Output -Total Reactor Energy Consumption |  |  |  | Projected Lifetime Net Revenue (Profitiability) (with inflation) | 8839342871.6548
| Hours in Operation per Year | 5781.6 | hrs | 21 | =365*24*C14 | =365*24*Duty Cycle (Uptime)
| Yearly Net Energy Output | 3512103.6703 | MWh | 22 | =C22*C23 | =Net Energy Output*Hours in Operation per Year
Fuel Manufacturing Costs | Fuel Target Production per Year | 23126400 | Targets | 23 | =C26/(1-C27) | =Required Targets per Year/(1-Production Failure Rate )
| Required Targets per Year | 20813760 | Targets | 24 | =C4*C14*365*24*3600 | =Repetition Rate*Duty Cycle (Uptime)*365*24*3600
| Production Failure Rate | 0.1 | % (in decimal form) | 25 | Parameter | Parameter
| Total Cost per Target | 0.4502 | $ | 26 | =C29+C37+C40+C48 | =Total Cost per Pellet +Total Cost per Target with X-factor+Total Cost per Capacitive Coil and Hydrogen Cone+Final Assembly Cost per Target
| Total Cost per Pellet | 0.2 | $ | 27 | =C30*(C33*C34)/(1000)+C35 | =Fuel Pellet Mass*(Fuel Pellet Percentage Boron Nitride (h-BN)*Cost of Boron Nitride (h-BN))/(1000)+Cost of Manufacturing per Pellet
| Fuel Pellet Mass | 1 | g | 28 | Parameter | Parameter |  | Internal Key
| Hydrogen Precursor Mass | 0.040323 | g | 29 | Parameter | Parameter |  | Not Involved in LCOE
| Cost of Hydrogen | 5 | $/kg | 30 | Parameter | Parameter
| Fuel Pellet Percentage Boron Nitride (h-BN) | 1 | % (in decimal form) | 31 | Parameter | Parameter
| Cost of Boron Nitride (h-BN) | 120 | $/kg | 32 | Parameter | Parameter
| Cost of Manufacturing per Pellet | 0.08 | $ | 33 | Parameter | Parameter
| X-factor | 0 | Boolean | 34 | Parameter | Parameter | Default 0
| Total Cost per Target with X-factor | 0 | $ | 35 | =C36*(C38) | =X-factor*(Total Cost of X-factor)
| Total Cost of X-factor | 100 | $ | 36 | Parameter | Parameter
| Capacitive Coil and Hydrogen Cone | 1 | Boolean | 37 | Parameter | Parameter | Default 1
| Total Cost per Capacitive Coil and Hydrogen Cone | 0.1902 | $ | 38 | =C39*(C41+C42) | =Capacitive Coil and Hydrogen Cone*(Total Material Cost per Capacitive Coil and Hydrogen Cone+Cost of Manufacturing per Capacitive Coil and Hydrogen Cone) |  | Parameter Key
| Total Material Cost per Capacitive Coil and Hydrogen Cone | 0.040202 | $ | 39 | =0.04+(C31*C32)/(1000) | =0.04+(Hydrogen Precursor Mass*Cost of Hydrogen)/(1000) |  | User Input
| Cost of Manufacturing per Capacitive Coil and Hydrogen Cone | 0.15 | $ | 40 | Parameter | Parameter |  | Final Output
| Total Cost of Fuel Development | 100000000 | $ | 41 | Parameter | Parameter
| Total Cost of Manufacturing Facilities | 50000000 | $ | 42 | Parameter | Parameter
| Manufacturing Overhead Costs | 3000000 | $/year | 43 | Parameter | Parameter
| Total Fuel Manufacturing Costs Upfront | 150 | $ (millions) | 44 | #N/A | #N/A
| Total Fuel Manufacturing Costs Ongoing | 13411542.5806 | $/year | 45 | =C45+C25*(C28) | =Manufacturing Overhead Costs+Fuel Target Production per Year*(Total Cost per Target )
| Final Assembly Cost per Target | 0.06 | $/target | 46 | Parameter | Parameter
Fuel Storage/Delivery | Storage Cost | 1000 | $/m^2 | 47 | Parameter | Parameter
| Storage Footprint per Target | 0.009 | m^2 | 48 | Parameter | Parameter
| Required Redundancy | 90 | Days of operation | 49 | Parameter | Parameter
| Stack Height | 50 | Targets | 50 | Parameter | Parameter
| Cost of Fuel Delivery Robot | 250000 | $ | 51 | Parameter | Parameter
| Total Cost of Fuel Storage | 923788.8 | $ | 52 | Parameter | Parameter
| Total Cost of Fuel Delivery and Storage | 1.1738 | $ (millions) | 53 | =(C54+C53)/10^6 | =(Total Cost of Fuel Storage+Cost of Fuel Delivery Robot)/10^6
| Number of Targets Required in Storage | 5132160 | Targets | 54 | =C4*((C14*24)*3600)*C51 | =Repetition Rate*((Duty Cycle (Uptime)*24)*3600)*Required Redundancy
Maintenance Cost | Diode Replacement Cost | 1000000 | $/MW | 55 | Parameter | Parameter
| Turbine Generators Replacement Cost | 75000000 | $ | 56 | Parameter | Parameter
| Lifetime Wall Replacement Cost | 20000000 | $ | 57 | Parameter | Parameter
| Number of Years in Service | 25 | Years | 58 | Parameter | Parameter
| Lifetime Maintenance Cost | 746405239.5357 | $ | 59 | =ROUNDDOWN(C60/C64,0)*C58+C57*C3*C4*ROUNDDOWN(C60/C66,0)+C59+C87*10^6*ROUNDDOWN(C60/C65,0)+C63*C60 | =ROUNDDOWN(Number of Years in Service/Turbine Replacement Interval,0)*Turbine Generators Replacement Cost+Diode Replacement Cost*Total Laser Energy per Pulse*Repetition Rate*ROUNDDOWN(Number of Years in Service/Diode Replacement Interval,0)+Lifetime Wall Replacement Cost+Total Coolant Cost*10^6*ROUNDDOWN(Number of Years in Service/Coolant Replacement Interval,0)+Yearly Regular Maintenance Cost*Number of Years in Service
| Cost of Maintenance per kWh | 0.00588 | $/kWh | 60 | Parameter | Parameter
| Yearly Regular Maintenance Cost | 20651169.5814 | $ | 61 | =C62*1000*C24 | =Cost of Maintenance per kWh*1000*Yearly Net Energy Output
| Turbine Replacement Interval | 25.01 | Years | 62 | Parameter | Parameter
| Coolant Replacement Interval | 4 | Years | 87 | Parameter | Parameter
| Diode Replacement Interval | 7 | Years | 63 | Parameter | Parameter
Construction Cost | Land Cost | 10.1 | $ (millions) | 64 | Parameter | Parameter
| Reactor Building Cost | 321.85 | $ (millions) | 65 | Parameter | Parameter
| Turbine Building Cost | 110 | $ (millions) | 66 | Parameter | Parameter
| Cooling Tower System Cost | 24.4 | $ (millions) | 67 | Parameter | Parameter
| Power Supply and Energy Storage Cost | 162.2 | $ (millions) | 68 | Parameter | Parameter
| Ventilation Stack Cost | 2 | $ (millions) | 69 | Parameter | Parameter
| Laser Construction Cost | 38 | $ (millions) | 70 | Parameter | Parameter
| Miscellaneous Buildings Cost | 263.4 | $ (millions) | 71 | Parameter | Parameter
| Direct Construction Cost | 931.95 | $ (millions) | 72 | =(C67+C68+C69+C70+C71+C72+C74+C73) | =(Land Cost+Reactor Building Cost+Turbine Building Cost+Cooling Tower System Cost+Power Supply and Energy Storage Cost+Ventilation Stack Cost+Miscellaneous Buildings Cost+Laser Construction Cost)
| inflation Coefficient | 0.045 | % | 73 | Parameter | Parameter
| Indirect Construction Cost | 214.3485 | $ (millions) | 74 | Parameter | Parameter
| Total Construction Cost | 1146.2985 | $ (millions) | 75 | =C77+C75 | =Indirect Construction Cost+Direct Construction Cost
| Decommissioning Cost Coefficient | 0.12 | Ratio | 76 | Parameter | Parameter
| Decommissioning Cost | 111.834 | $ (millions) | 77 | =C79*C75 | =Decommissioning Cost Coefficient*Direct Construction Cost
Cooling System | Mixed-mean Coolant Temperature Rise | 300 | K | 78 | Parameter | Parameter
| Specific Heat of Coolant | 2414.17 | J/kg K | 79 | Parameter | Parameter
| Coolant Cost | 131 | $/kg | 80 | Parameter | Parameter
| Cooling System Energy Consumption | 36.8522 | MWh | 81 | =32*(C9/2605) | =32*(Thermal Reaction Energy Output/2605)
| Coolant Volume | 100000 | L | 82 | Parameter | Parameter
| Coolant Density | 1.91 | g/cm^3 | 83 | Parameter | Parameter
| Total Coolant Cost | 25.021 | $ | 84 | =(C85*C86*C83)/10^6 | =(Coolant Volume*Coolant Density*Coolant Cost)/10^6
| Coolant Flow Rate | 4142.2104 | kg/s | 85 | =C9*10^6/C81/C82 | =Thermal Reaction Energy Output*10^6/Mixed-mean Coolant Temperature Rise/Specific Heat of Coolant
| Cooling System Pressure | 100000 | Pa | 86 | Parameter | Parameter
| Coolant Pipe Outlet Radius | 0.39 | m | 87 | Parameter | Parameter
Personnel | Number of Staff | 300 | Staff | 88 | Parameter | Parameter
| Average Hourly Wage | 55 | $/hr | 89 | Parameter | Parameter
| Hourly Personnel Cost | 16500 | $/hr | 90 | =C91*C92 | =Number of Staff*Average Hourly Wage
| Yearly Personnel Cost | 45803604 | $/year | 91 | =C93*7.6*7*52.18 | =Hourly Personnel Cost*7.6*7*52.18
Vacuum System | Shielding Material Costs for Vacuum Vessel | 0 | $ | 92 | Parameter | Parameter
| Radius of Vacuum Vessel | 10 | m | 93 | Parameter | Parameter
| Height of Vacuum Vessel | 15 | m | 94 | Parameter | Parameter
| Wall Thickness of Vacuum Vessel | 0.01 | m | 95 | Parameter | Parameter
| Density of Vacuum Vessel Material | 8000 | kg/m^3 | 96 | Parameter | Parameter
| Vacuum System Power Usage | 0.13 | MWh | 97 | Parameter | Parameter
| Mass of Vacuum Vessel | 75360.5246 | kg | 98 | =PI()*C97*(C96^2-(C96-C98)^2)*C99 | =PI()*Height of Vacuum Vessel*(Radius of Vacuum Vessel^2-(Radius of Vacuum Vessel-Wall Thickness of Vacuum Vessel)^2)*Density of Vacuum Vessel Material
| Mass Flow Rate | 32000 | L/s | 99 | Parameter | Parameter
| Total Cost of Vacuum System | 53.7033 | $ (millions) | 100 | =(90.69*C101 + C95 + 13.04*C102*112.32)/10^6 | =(90.69*Mass of Vacuum Vessel + Shielding Material Costs for Vacuum Vessel + 13.04*Mass Flow Rate*112.32)/10^6
This chart isn't available in your version of Excel. Editing this shape or saving this workbook into a different file format will permanently break the chart.

## Test LCOE
Debt | 0.55 | [6 empty] | 1 | 2 | 3 | 4 | 5 | 6 | 7 | 8 | 9 | 10 | 11 | 12 | 13 | 14 | 15 | 16 | 17 | 18 | 19 | 20 | 21 | 22 | 23 | 24 | 25
Equity | 0.45 | [5 empty] | Escalation Series | 0.067171 | 0.070194 | 0.073353 | 0.076654 | 0.080103 | 0.083708 | 0.087474 | 0.091411 | 0.095524 | 0.099823 | 0.10431 | 0.10901 | 0.11391 | 0.11904 | 0.1244 | 0.13 | 0.13585 | 0.14196 | 0.14835 | 0.15502 | 0.162 | 0.16929 | 0.17691 | 0.18487 | 0.19319
Cost of Debt | 0.05 | [5 empty] | Cost of Funding Series | 0.10663 | 0.10698 | 0.10713 | 0.10709 | 0.10682 | 0.10631 | 0.10554 | 0.10448 | 0.10312 | 0.10142 | 0.09936 | 0.096909 | 0.094036 | 0.090709 | 0.086892 | 0.082547 | 0.077636 | 0.072115 | 0.06594 | 0.059063 | 0.051434 | 0.042999 | 0.033701 | 0.023478 | 0.012267
Return on Equity | 0.08
Effective Tax Rate | 0.26 | [5 empty] | dq | 0.03641 | 0.034468 | 0.032629 | 0.030888 | 0.029241 | 0.027681 | 0.026204 | 0.024806 | 0.023483 | 0.02223 | 0.021045 | 0.019922 | 0.018859 | 0.017853 | 0.016901 | 0.015999 | 0.015146 | 0.014338 | 0.013573 | 0.012849 | 0.012164 | 0.011515 | 0.0109 | 0.010319 | 0.0097686
Escalation Rate (Inflation) | 0.045 |  |  |  | dn = no of years of operation | 0.038462
Years in Operation | 25 | [5 empty] | PV fuel price(if the fuel price gets cheaper every year by 5%) | 12061310.5993 | 10847015.7328 | 9754972.2594 | 8772872.2927 | 7889647.0659 | 7095342.1807 | 6381005.4165 | 5738585.8339 | 5160843.0371 | 4641265.5703 | 4173997.5309 | 3753772.5701 | 3375854.5383 | 3035984.107 | 2730330.7631 | 2455449.6379 | 2208242.6809 | 1985923.7439 | 1785987.1792 | 1606179.5998 | 1444474.4827 | 1299049.3289 | 1168265.1227 | 1050647.8597 | 944871.9333
WACC | 0.0635 | [6 empty] | 1 | 2 | 3 | 4 | 5 | 6 | 7 | 8 | 9 | 10 | 11 | 12 | 13 | 14 | 15 | 16 | 17 | 18 | 19 | 20 | 21 | 22 | 23 | 24 | 25 | 26 | 27 | 28 | 29 | 30 | 31 | 32 | 33 | 34 | 35 | 36 | 37 | 38 | 39 | 40 | 41 | 42 | 43 | 44 | 45 | 46 | 47 | 48 | 49 | 50 | 51
ATWACC | 0.05635
Escalation | 2.9935
Cost of Funding | 2.0446
TASC/TOC | 5.0381 |  |  |  |  | 0.77782
%Capital | 0.067171
TOC | 2438543756.3847
CRF | 0.075534
dq | 0.038462
FCR | 0.08856
LCC | 1088015879.8874 | 309.7904 | 0.075534 |  | 8411657.888
TASC | 12285628322.9893
Annual operating and maintenance cost | 75659813.5814 |  |  | 13.239 | 1
intemdiary | 5714921.5196
intemdiary | 20.8521
LOM | 119168315.5877 | 33.9308
P(n) | 13411542.5806
PV (fuel price) | 111361891.0671
LFP | 8411657.888 | 2.395
LCOE | 1215595853.3631 | 346.1162

## Formula Name Creation
Written Formula | [20 empty] | Row Aligned
Parameter | [20 empty] | Cell Reference
Parameter | [20 empty] | C3
=(1400*Net Energy Output*1000)/10^6 | [20 empty] | C4
Parameter | [20 empty] | C5
=Total Laser Energy per Pulse*Repetition Rate | [20 empty] | C6
=Laser Energy Output/(Laser Efficiency) | [20 empty] | C7
=IF(X-factor=0,Laser Energy Output*Target Gain (Q),Laser Energy Output*Target Gain (Q)*Increased Gain by X-factor) | [20 empty] | C8
Parameter | [20 empty] | C9
Parameter | [20 empty] | C10
Parameter | [20 empty] | C11
Parameter | [20 empty] | C12
Parameter | [20 empty] | C13
=Gross Energy Output /Laser Energy Input | [20 empty] | C14
=Thermal Reaction Energy Output*Electricity Generator Efficiency | [20 empty] | C15
Parameter | [20 empty] | C16
Parameter | [20 empty] | C17
Parameter | [20 empty] | C18
=Laser Energy Input+Cooling System Energy Consumption+Vacuum System Power Usage | [20 empty] | C19
=Total Reactor Energy Consumption*Electricity Rate | [20 empty] | C20
=Gross Energy Output -Total Reactor Energy Consumption | [20 empty] | C21
=365*24*Duty Cycle (Uptime) | [20 empty] | C22
=Net Energy Output*Hours in Operation per Year | [20 empty] | C23
=Required Targets per Year/(1-Production Failure Rate ) | [20 empty] | C24
=Repetition Rate*Duty Cycle (Uptime)*365*24*3600 | [20 empty] | C25
Parameter | [20 empty] | C26
=Total Cost per Pellet +Total Cost per Target with X-factor+Total Cost per Capacitive Coil and Hydrogen Cone+Final Assembly Cost per Target | [20 empty] | C27
=Fuel Pellet Mass*(Fuel Pellet Percentage Boron Nitride (h-BN)*Cost of Boron Nitride (h-BN))/(1000)+Cost of Manufacturing per Pellet | [20 empty] | C28
Parameter | [20 empty] | C29
Parameter | [20 empty] | C30
Parameter | [20 empty] | C31
Parameter | [20 empty] | C32
Parameter | [20 empty] | C33
Parameter | [20 empty] | C34
Parameter | [20 empty] | C35
=X-factor*(Total Cost of X-factor) | [20 empty] | C36
Parameter | [20 empty] | C37
Parameter | [20 empty] | C38
=Capacitive Coil and Hydrogen Cone*(Total Material Cost per Capacitive Coil and Hydrogen Cone+Cost of Manufacturing per Capacitive Coil and Hydrogen Cone) | [20 empty] | C39
=0.04+(Hydrogen Precursor Mass*Cost of Hydrogen)/(1000) | [20 empty] | C40
Parameter | [20 empty] | C41
Parameter | [20 empty] | C42
Parameter | [20 empty] | C43
Parameter | [20 empty] | C44
#N/A | [20 empty] | C45
=Manufacturing Overhead Costs+Fuel Target Production per Year*(Total Cost per Target ) | [20 empty] | C46
Parameter | [20 empty] | C47
Parameter | [20 empty] | C48
Parameter | [20 empty] | C49
Parameter | [20 empty] | C50
Parameter | [20 empty] | C51
Parameter | [20 empty] | C52
Parameter | [20 empty] | C53
=(Total Cost of Fuel Storage+Cost of Fuel Delivery Robot)/10^6 | [20 empty] | C54
=Repetition Rate*((Duty Cycle (Uptime)*24)*3600)*Required Redundancy | [20 empty] | C55
Parameter | [20 empty] | C56
Parameter | [20 empty] | C57
Parameter | [20 empty] | C58
Parameter | [20 empty] | C59
=ROUNDDOWN(Number of Years in Service/Turbine Replacement Interval,0)*Turbine Generators Replacement Cost+Diode Replacement Cost*Total Laser Energy per Pulse*Repetition Rate*ROUNDDOWN(Number of Years in Service/Diode Replacement Interval,0)+Lifetime Wall Replacement Cost+Total Coolant Cost*10^6*ROUNDDOWN(Number of Years in Service/Coolant Replacement Interval,0)+Yearly Regular Maintenance Cost*Number of Years in Service | [20 empty] | C60
Parameter | [20 empty] | C61
=Cost of Maintenance per kWh*1000*Yearly Net Energy Output | [20 empty] | C62
Parameter | [20 empty] | C63
Parameter | [20 empty] | C64
Parameter | [20 empty] | C65
Parameter | [20 empty] | C66
Parameter | [20 empty] | C67
Parameter | [20 empty] | C68
Parameter | [20 empty] | C69
Parameter | [20 empty] | C70
Parameter | [20 empty] | C71
Parameter | [20 empty] | C72
Parameter | [20 empty] | C73
=(Land Cost+Reactor Building Cost+Turbine Building Cost+Cooling Tower System Cost+Power Supply and Energy Storage Cost+Ventilation Stack Cost+Miscellaneous Buildings Cost+Laser Construction Cost) | [20 empty] | C74
Parameter | [20 empty] | C75
Parameter | [20 empty] | C76
=Indirect Construction Cost+Direct Construction Cost | [20 empty] | C77
Parameter | [20 empty] | C78
=Decommissioning Cost Coefficient*Direct Construction Cost | [20 empty] | C79
Parameter | [20 empty] | C80
Parameter | [20 empty] | C81
Parameter | [20 empty] | C82
=32*(Thermal Reaction Energy Output/2605) | [20 empty] | C83
Parameter | [20 empty] | C84
Parameter | [20 empty] | C85
=(Coolant Volume*Coolant Density*Coolant Cost)/10^6 | [20 empty] | C86
=Thermal Reaction Energy Output*10^6/Mixed-mean Coolant Temperature Rise/Specific Heat of Coolant | [20 empty] | C87
Parameter | [20 empty] | C88
Parameter | [20 empty] | C89
Parameter | [20 empty] | C90
Parameter | [20 empty] | C91
=Number of Staff*Average Hourly Wage | [20 empty] | C92
=Hourly Personnel Cost*7.6*7*52.18 | [20 empty] | C93
Parameter | [20 empty] | C94
Parameter | [20 empty] | C95
Parameter | [20 empty] | C96
Parameter | [20 empty] | C97
Parameter | [20 empty] | C98
Parameter | [20 empty] | C99
=PI()*Height of Vacuum Vessel*(Radius of Vacuum Vessel^2-(Radius of Vacuum Vessel-Wall Thickness of Vacuum Vessel)^2)*Density of Vacuum Vessel Material | [20 empty] | C100
Parameter | [20 empty] | C101
=(90.69*Mass of Vacuum Vessel + Shielding Material Costs for Vacuum Vessel + 13.04*Mass Flow Rate*112.32)/10^6 | [20 empty] | C102
0 | [20 empty] | C103
0 | [20 empty] | C104
0 | [20 empty] | C105
0 | [20 empty] | C106
0 | [20 empty] | C107
0 | [20 empty] | C108
0 | [20 empty] | C109
0 | [20 empty] | C110
0 | [20 empty] | C111
0 | [20 empty] | C112
0 | [20 empty] | C113
0 | [20 empty] | C114
0 | [20 empty] | C115
0 | [20 empty] | C116
0 | [20 empty] | C117
0 | [20 empty] | C118
0 | [20 empty] | C119
0 | [20 empty] | C120
0 | [20 empty] | C121
0 | [20 empty] | C122
0 | [20 empty] | C123
0 | [20 empty] | C124
0 | [20 empty] | C125
0 | [20 empty] | C126
0 | [20 empty] | C127
0 | [20 empty] | C128
0 | [20 empty] | C129
0 | [20 empty] | C130
0 | [20 empty] | C131
0 | [20 empty] | C132
0 | [20 empty] | C133
0 | [20 empty] | C134
0 | [20 empty] | C135
0 | [20 empty] | C136
0 | [20 empty] | C137
0 | [20 empty] | C138
0 | [20 empty] | C139
0 | [20 empty] | C140
0 | [20 empty] | C141
0 | [20 empty] | C142
0 | [20 empty] | C143
0 | [20 empty] | C144
0 | [20 empty] | C145
0 | [20 empty] | C146
0 | [20 empty] | C147
0 | [20 empty] | C148
0 | [20 empty] | C149
0 | [20 empty] | C150
0 | [20 empty] | C151
C152
C153
Parameter | Parameter | =(1400*C22*1000)/10^6 | Parameter | =C3*C4 | =C7/(C6) | =IF(C36=0,C7*C10,C7*C10*C13) | Parameter | Parameter | Parameter | Parameter | Parameter | =C16/C8 | =C9*C17 | Parameter | Parameter | Parameter | =C8+C84+C100 | =C20*C19 | =C16-C20 | =365*24*C14 | =C22*C23 | =C26/(1-C27) | =C4*C14*365*24*3600 | Parameter | =C29+C37+C40+C48 | =C30*(C33*C34)/(1000)+C35 | Parameter | Parameter | Parameter | Parameter | Parameter | Parameter | Parameter | =C36*(C38) | Parameter | Parameter | =C39*(C41+C42) | =0.04+(C31*C32)/(1000) | Parameter | Parameter | Parameter | Parameter | #N/A | =C45+C25*(C28) | Parameter | Parameter | Parameter | Parameter | Parameter | Parameter | Parameter | =(C54+C53)/10^6 | =C4*((C14*24)*3600)*C51 | Parameter | Parameter | Parameter | Parameter | =ROUNDDOWN(C60/C64,0)*C58+C57*C3*C4*ROUNDDOWN(C60/C66,0)+C59+C87*10^6*ROUNDDOWN(C60/C65,0)+C63*C60 | Parameter | =C62*1000*C24 | Parameter | Parameter | Parameter | Parameter | Parameter | Parameter | Parameter | Parameter | Parameter | Parameter | Parameter | =(C67+C68+C69+C70+C71+C72+C74+C73) | Parameter | Parameter | =C77+C75 | Parameter | =C79*C75 | Parameter | Parameter | Parameter | =32*(C9/2605) | Parameter | Parameter | =(C85*C86*C83)/10^6 | =C9*10^6/C81/C82 | Parameter | Parameter | Parameter | Parameter | =C91*C92 | =C93*7.6*7*52.18 | Parameter | Parameter | Parameter | Parameter | Parameter | Parameter | =PI()*C97*(C96^2-(C96-C98)^2)*C99 | Parameter | =(90.69*C101 + C95 + 13.04*C102*112.32)/10^6 | 0 | 0 | 0 | 0 | 0 | 0 | 0 | 0 | 0 | 0 | 0 | 0 | 0 | 0 | 0 | 0 | 0 | 0 | 0 | 0 | 0 | 0 | 0 | 0 | 0 | 0 | 0 | 0 | 0 | 0 | 0 | 0 | 0 | 0 | 0 | 0 | 0 | 0 | 0 | 0 | 0 | 0 | 0 | 0 | 0 | 0 | 0 | 0 | 0 | 0 | 0
Parameter | Parameter | =(1400*C22*1000)/10^6 | Parameter | =C3*C4 | =C7/(C6) | =IF(C36=0,C7*C10,C7*C10*C13) | Parameter | Parameter | Parameter | Parameter | Parameter | =C16/C8 | =C9*C17 | Parameter | Parameter | Parameter | =C8+C84+C100 | =C20*C19 | =C16-C20 | =365*24*C14 | =C22*C23 | =C26/(1-C27) | =C4*C14*365*24*3600 | Parameter | =C29+C37+C40+C48 | =C30*(C33*C34)/(1000)+C35 | Parameter | Parameter | Parameter | Parameter | Parameter | Parameter | Parameter | =C36*(C38) | Parameter | Parameter | =C39*(C41+C42) | =0.04+(C31*C32)/(1000) | Parameter | Parameter | Parameter | Parameter | #N/A | =C45+C25*(C28) | Parameter | Parameter | Parameter | Parameter | Parameter | Parameter | Parameter | =(C54+C53)/10^6 | =C4*((C14*24)*3600)*C51 | Parameter | Parameter | Parameter | Parameter | =ROUNDDOWN(C60/C64,0)*C58+C57*C3*C4*ROUNDDOWN(C60/C66,0)+C59+C87*10^6*ROUNDDOWN(C60/C65,0)+C63*C60 | Parameter | =C62*1000*C24 | Parameter | Parameter | Parameter | Parameter | Parameter | Parameter | Parameter | Parameter | Parameter | Parameter | Parameter | =(C67+C68+C69+C70+C71+C72+C74+C73) | Parameter | Parameter | =C77+C75 | Parameter | =C79*C75 | Parameter | Parameter | Parameter | =32*(C9/2605) | Parameter | Parameter | =(C85*C86*C83)/10^6 | =C9*10^6/C81/C82 | Parameter | Parameter | Parameter | Parameter | =C91*C92 | =C93*7.6*7*52.18 | Parameter | Parameter | Parameter | Parameter | Parameter | Parameter | =PI()*C97*(C96^2-(C96-C98)^2)*C99 | Parameter | =(90.69*C101 + C95 + 13.04*C102*112.32)/10^6 | 0 | 0 | 0 | 0 | 0 | 0 | 0 | 0 | 0 | 0 | 0 | 0 | 0 | 0 | 0 | 0 | 0 | 0 | 0 | 0 | 0 | 0 | 0 | 0 | 0 | 0 | 0 | 0 | 0 | 0 | 0 | 0 | 0 | 0 | 0 | 0 | 0 | 0 | 0 | 0 | 0 | 0 | 0 | 0 | 0 | 0 | 0 | 0 | 0 | 153
Parameter | Parameter | =(1400*C22*1000)/10^6 | Parameter | =C3*C4 | =C7/(C6) | =IF(C36=0,C7*C10,C7*C10*C13) | Parameter | Parameter | Parameter | Parameter | Parameter | =C16/C8 | =C9*C17 | Parameter | Parameter | Parameter | =C8+C84+C100 | =C20*C19 | =C16-C20 | =365*24*C14 | =C22*C23 | =C26/(1-C27) | =C4*C14*365*24*3600 | Parameter | =C29+C37+C40+C48 | =C30*(C33*C34)/(1000)+C35 | Parameter | Parameter | Parameter | Parameter | Parameter | Parameter | Parameter | =C36*(C38) | Parameter | Parameter | =C39*(C41+C42) | =0.04+(C31*C32)/(1000) | Parameter | Parameter | Parameter | Parameter | #N/A | =C45+C25*(C28) | Parameter | Parameter | Parameter | Parameter | Parameter | Parameter | Parameter | =(C54+C53)/10^6 | =C4*((C14*24)*3600)*C51 | Parameter | Parameter | Parameter | Parameter | =ROUNDDOWN(C60/C64,0)*C58+C57*C3*C4*ROUNDDOWN(C60/C66,0)+C59+C87*10^6*ROUNDDOWN(C60/C65,0)+C63*C60 | Parameter | =C62*1000*C24 | Parameter | Parameter | Parameter | Parameter | Parameter | Parameter | Parameter | Parameter | Parameter | Parameter | Parameter | =(C67+C68+C69+C70+C71+C72+C74+C73) | Parameter | Parameter | =C77+C75 | Parameter | =C79*C75 | Parameter | Parameter | Parameter | =32*(C9/2605) | Parameter | Parameter | =(C85*C86*C83)/10^6 | =C9*10^6/C81/C82 | Parameter | Parameter | Parameter | Parameter | =C91*C92 | =C93*7.6*7*52.18 | Parameter | Parameter | Parameter | Parameter | Parameter | Parameter | =PI()*C97*(C96^2-(C96-C98)^2)*C99 | Parameter | =(90.69*C101 + C95 + 13.04*C102*112.32)/10^6 | 0 | 0 | 0 | 0 | 0 | 0 | 0 | 0 | 0 | 0 | 0 | 0 | 0 | 0 | 0 | 0 | 0 | 0 | 0 | 0 | 0 | 0 | 0 | 0 | 0 | 0 | 0 | 0 | 0 | 0 | 0 | 0 | 0 | 0 | 0 | 0 | 0 | 0 | 0 | 0 | 0 | 0 | 0 | 0 | 0 | 0 | 0 | 0 | 0 | 152
Parameter | Parameter | =(1400*C22*1000)/10^6 | Parameter | =C3*C4 | =C7/(C6) | =IF(C36=0,C7*C10,C7*C10*C13) | Parameter | Parameter | Parameter | Parameter | Parameter | =C16/C8 | =C9*C17 | Parameter | Parameter | Parameter | =C8+C84+C100 | =C20*C19 | =C16-C20 | =365*24*C14 | =C22*C23 | =C26/(1-C27) | =C4*C14*365*24*3600 | Parameter | =C29+C37+C40+C48 | =C30*(C33*C34)/(1000)+C35 | Parameter | Parameter | Parameter | Parameter | Parameter | Parameter | Parameter | =C36*(C38) | Parameter | Parameter | =C39*(C41+C42) | =0.04+(C31*C32)/(1000) | Parameter | Parameter | Parameter | Parameter | #N/A | =C45+C25*(C28) | Parameter | Parameter | Parameter | Parameter | Parameter | Parameter | Parameter | =(C54+C53)/10^6 | =C4*((C14*24)*3600)*C51 | Parameter | Parameter | Parameter | Parameter | =ROUNDDOWN(C60/C64,0)*C58+C57*C3*C4*ROUNDDOWN(C60/C66,0)+C59+C87*10^6*ROUNDDOWN(C60/C65,0)+C63*C60 | Parameter | =C62*1000*C24 | Parameter | Parameter | Parameter | Parameter | Parameter | Parameter | Parameter | Parameter | Parameter | Parameter | Parameter | =(C67+C68+C69+C70+C71+C72+C74+C73) | Parameter | Parameter | =C77+C75 | Parameter | =C79*C75 | Parameter | Parameter | Parameter | =32*(C9/2605) | Parameter | Parameter | =(C85*C86*C83)/10^6 | =C9*10^6/C81/C82 | Parameter | Parameter | Parameter | Parameter | =C91*C92 | =C93*7.6*7*52.18 | Parameter | Parameter | Parameter | Parameter | Parameter | Parameter | =PI()*C97*(C96^2-(C96-C98)^2)*C99 | Parameter | =(90.69*C101 + C95 + 13.04*C102*112.32)/10^6 | 0 | 0 | 0 | 0 | 0 | 0 | 0 | 0 | 0 | 0 | 0 | 0 | 0 | 0 | 0 | 0 | 0 | 0 | 0 | 0 | 0 | 0 | 0 | 0 | 0 | 0 | 0 | 0 | 0 | 0 | 0 | 0 | 0 | 0 | 0 | 0 | 0 | 0 | 0 | 0 | 0 | 0 | 0 | 0 | 0 | 0 | 0 | 0 | 0 | 151
Parameter | Parameter | =(1400*C22*1000)/10^6 | Parameter | =C3*C4 | =C7/(C6) | =IF(C36=0,C7*C10,C7*C10*C13) | Parameter | Parameter | Parameter | Parameter | Parameter | =C16/C8 | =C9*C17 | Parameter | Parameter | Parameter | =C8+C84+C100 | =C20*C19 | =C16-C20 | =365*24*C14 | =C22*C23 | =C26/(1-C27) | =C4*C14*365*24*3600 | Parameter | =C29+C37+C40+C48 | =C30*(C33*C34)/(1000)+C35 | Parameter | Parameter | Parameter | Parameter | Parameter | Parameter | Parameter | =C36*(C38) | Parameter | Parameter | =C39*(C41+C42) | =0.04+(C31*C32)/(1000) | Parameter | Parameter | Parameter | Parameter | #N/A | =C45+C25*(C28) | Parameter | Parameter | Parameter | Parameter | Parameter | Parameter | Parameter | =(C54+C53)/10^6 | =C4*((C14*24)*3600)*C51 | Parameter | Parameter | Parameter | Parameter | =ROUNDDOWN(C60/C64,0)*C58+C57*C3*C4*ROUNDDOWN(C60/C66,0)+C59+C87*10^6*ROUNDDOWN(C60/C65,0)+C63*C60 | Parameter | =C62*1000*C24 | Parameter | Parameter | Parameter | Parameter | Parameter | Parameter | Parameter | Parameter | Parameter | Parameter | Parameter | =(C67+C68+C69+C70+C71+C72+C74+C73) | Parameter | Parameter | =C77+C75 | Parameter | =C79*C75 | Parameter | Parameter | Parameter | =32*(C9/2605) | Parameter | Parameter | =(C85*C86*C83)/10^6 | =C9*10^6/C81/C82 | Parameter | Parameter | Parameter | Parameter | =C91*C92 | =C93*7.6*7*52.18 | Parameter | Parameter | Parameter | Parameter | Parameter | Parameter | =PI()*C97*(C96^2-(C96-C98)^2)*C99 | Parameter | =(90.69*C101 + C95 + 13.04*C102*112.32)/10^6 | 0 | 0 | 0 | 0 | 0 | 0 | 0 | 0 | 0 | 0 | 0 | 0 | 0 | 0 | 0 | 0 | 0 | 0 | 0 | 0 | 0 | 0 | 0 | 0 | 0 | 0 | 0 | 0 | 0 | 0 | 0 | 0 | 0 | 0 | 0 | 0 | 0 | 0 | 0 | 0 | 0 | 0 | 0 | 0 | 0 | 0 | 0 | 0 | 0 | 150
Parameter | Parameter | =(1400*C22*1000)/10^6 | Parameter | =C3*C4 | =C7/(C6) | =IF(C36=0,C7*C10,C7*C10*C13) | Parameter | Parameter | Parameter | Parameter | Parameter | =C16/C8 | =C9*C17 | Parameter | Parameter | Parameter | =C8+C84+C100 | =C20*C19 | =C16-C20 | =365*24*C14 | =C22*C23 | =C26/(1-C27) | =C4*C14*365*24*3600 | Parameter | =C29+C37+C40+C48 | =C30*(C33*C34)/(1000)+C35 | Parameter | Parameter | Parameter | Parameter | Parameter | Parameter | Parameter | =C36*(C38) | Parameter | Parameter | =C39*(C41+C42) | =0.04+(C31*C32)/(1000) | Parameter | Parameter | Parameter | Parameter | #N/A | =C45+C25*(C28) | Parameter | Parameter | Parameter | Parameter | Parameter | Parameter | Parameter | =(C54+C53)/10^6 | =C4*((C14*24)*3600)*C51 | Parameter | Parameter | Parameter | Parameter | =ROUNDDOWN(C60/C64,0)*C58+C57*C3*C4*ROUNDDOWN(C60/C66,0)+C59+C87*10^6*ROUNDDOWN(C60/C65,0)+C63*C60 | Parameter | =C62*1000*C24 | Parameter | Parameter | Parameter | Parameter | Parameter | Parameter | Parameter | Parameter | Parameter | Parameter | Parameter | =(C67+C68+C69+C70+C71+C72+C74+C73) | Parameter | Parameter | =C77+C75 | Parameter | =C79*C75 | Parameter | Parameter | Parameter | =32*(C9/2605) | Parameter | Parameter | =(C85*C86*C83)/10^6 | =C9*10^6/C81/C82 | Parameter | Parameter | Parameter | Parameter | =C91*C92 | =C93*7.6*7*52.18 | Parameter | Parameter | Parameter | Parameter | Parameter | Parameter | =PI()*C97*(C96^2-(C96-C98)^2)*C99 | Parameter | =(90.69*C101 + C95 + 13.04*C102*112.32)/10^6 | 0 | 0 | 0 | 0 | 0 | 0 | 0 | 0 | 0 | 0 | 0 | 0 | 0 | 0 | 0 | 0 | 0 | 0 | 0 | 0 | 0 | 0 | 0 | 0 | 0 | 0 | 0 | 0 | 0 | 0 | 0 | 0 | 0 | 0 | 0 | 0 | 0 | 0 | 0 | 0 | 0 | 0 | 0 | 0 | 0 | 0 | 0 | 0 | 0 | 149
Parameter | Parameter | =(1400*C22*1000)/10^6 | Parameter | =C3*C4 | =C7/(C6) | =IF(C36=0,C7*C10,C7*C10*C13) | Parameter | Parameter | Parameter | Parameter | Parameter | =C16/C8 | =C9*C17 | Parameter | Parameter | Parameter | =C8+C84+C100 | =C20*C19 | =C16-C20 | =365*24*C14 | =C22*C23 | =C26/(1-C27) | =C4*C14*365*24*3600 | Parameter | =C29+C37+C40+C48 | =C30*(C33*C34)/(1000)+C35 | Parameter | Parameter | Parameter | Parameter | Parameter | Parameter | Parameter | =C36*(C38) | Parameter | Parameter | =C39*(C41+C42) | =0.04+(C31*C32)/(1000) | Parameter | Parameter | Parameter | Parameter | #N/A | =C45+C25*(C28) | Parameter | Parameter | Parameter | Parameter | Parameter | Parameter | Parameter | =(C54+C53)/10^6 | =C4*((C14*24)*3600)*C51 | Parameter | Parameter | Parameter | Parameter | =ROUNDDOWN(C60/C64,0)*C58+C57*C3*C4*ROUNDDOWN(C60/C66,0)+C59+C87*10^6*ROUNDDOWN(C60/C65,0)+C63*C60 | Parameter | =C62*1000*C24 | Parameter | Parameter | Parameter | Parameter | Parameter | Parameter | Parameter | Parameter | Parameter | Parameter | Parameter | =(C67+C68+C69+C70+C71+C72+C74+C73) | Parameter | Parameter | =C77+C75 | Parameter | =C79*C75 | Parameter | Parameter | Parameter | =32*(C9/2605) | Parameter | Parameter | =(C85*C86*C83)/10^6 | =C9*10^6/C81/C82 | Parameter | Parameter | Parameter | Parameter | =C91*C92 | =C93*7.6*7*52.18 | Parameter | Parameter | Parameter | Parameter | Parameter | Parameter | =PI()*C97*(C96^2-(C96-C98)^2)*C99 | Parameter | =(90.69*C101 + C95 + 13.04*C102*112.32)/10^6 | 0 | 0 | 0 | 0 | 0 | 0 | 0 | 0 | 0 | 0 | 0 | 0 | 0 | 0 | 0 | 0 | 0 | 0 | 0 | 0 | 0 | 0 | 0 | 0 | 0 | 0 | 0 | 0 | 0 | 0 | 0 | 0 | 0 | 0 | 0 | 0 | 0 | 0 | 0 | 0 | 0 | 0 | 0 | 0 | 0 | 0 | 0 | 0 | 0 | 148
Parameter | Parameter | =(1400*C22*1000)/10^6 | Parameter | =C3*C4 | =C7/(C6) | =IF(C36=0,C7*C10,C7*C10*C13) | Parameter | Parameter | Parameter | Parameter | Parameter | =C16/C8 | =C9*C17 | Parameter | Parameter | Parameter | =C8+C84+C100 | =C20*C19 | =C16-C20 | =365*24*C14 | =C22*C23 | =C26/(1-C27) | =C4*C14*365*24*3600 | Parameter | =C29+C37+C40+C48 | =C30*(C33*C34)/(1000)+C35 | Parameter | Parameter | Parameter | Parameter | Parameter | Parameter | Parameter | =C36*(C38) | Parameter | Parameter | =C39*(C41+C42) | =0.04+(C31*C32)/(1000) | Parameter | Parameter | Parameter | Parameter | #N/A | =C45+C25*(C28) | Parameter | Parameter | Parameter | Parameter | Parameter | Parameter | Parameter | =(C54+C53)/10^6 | =C4*((C14*24)*3600)*C51 | Parameter | Parameter | Parameter | Parameter | =ROUNDDOWN(C60/C64,0)*C58+C57*C3*C4*ROUNDDOWN(C60/C66,0)+C59+C87*10^6*ROUNDDOWN(C60/C65,0)+C63*C60 | Parameter | =C62*1000*C24 | Parameter | Parameter | Parameter | Parameter | Parameter | Parameter | Parameter | Parameter | Parameter | Parameter | Parameter | =(C67+C68+C69+C70+C71+C72+C74+C73) | Parameter | Parameter | =C77+C75 | Parameter | =C79*C75 | Parameter | Parameter | Parameter | =32*(C9/2605) | Parameter | Parameter | =(C85*C86*C83)/10^6 | =C9*10^6/C81/C82 | Parameter | Parameter | Parameter | Parameter | =C91*C92 | =C93*7.6*7*52.18 | Parameter | Parameter | Parameter | Parameter | Parameter | Parameter | =PI()*C97*(C96^2-(C96-C98)^2)*C99 | Parameter | =(90.69*C101 + C95 + 13.04*C102*112.32)/10^6 | 0 | 0 | 0 | 0 | 0 | 0 | 0 | 0 | 0 | 0 | 0 | 0 | 0 | 0 | 0 | 0 | 0 | 0 | 0 | 0 | 0 | 0 | 0 | 0 | 0 | 0 | 0 | 0 | 0 | 0 | 0 | 0 | 0 | 0 | 0 | 0 | 0 | 0 | 0 | 0 | 0 | 0 | 0 | 0 | 0 | 0 | 0 | 0 | 0 | 147
Parameter | Parameter | =(1400*C22*1000)/10^6 | Parameter | =C3*C4 | =C7/(C6) | =IF(C36=0,C7*C10,C7*C10*C13) | Parameter | Parameter | Parameter | Parameter | Parameter | =C16/C8 | =C9*C17 | Parameter | Parameter | Parameter | =C8+C84+C100 | =C20*C19 | =C16-C20 | =365*24*C14 | =C22*C23 | =C26/(1-C27) | =C4*C14*365*24*3600 | Parameter | =C29+C37+C40+C48 | =C30*(C33*C34)/(1000)+C35 | Parameter | Parameter | Parameter | Parameter | Parameter | Parameter | Parameter | =C36*(C38) | Parameter | Parameter | =C39*(C41+C42) | =0.04+(C31*C32)/(1000) | Parameter | Parameter | Parameter | Parameter | #N/A | =C45+C25*(C28) | Parameter | Parameter | Parameter | Parameter | Parameter | Parameter | Parameter | =(C54+C53)/10^6 | =C4*((C14*24)*3600)*C51 | Parameter | Parameter | Parameter | Parameter | =ROUNDDOWN(C60/C64,0)*C58+C57*C3*C4*ROUNDDOWN(C60/C66,0)+C59+C87*10^6*ROUNDDOWN(C60/C65,0)+C63*C60 | Parameter | =C62*1000*C24 | Parameter | Parameter | Parameter | Parameter | Parameter | Parameter | Parameter | Parameter | Parameter | Parameter | Parameter | =(C67+C68+C69+C70+C71+C72+C74+C73) | Parameter | Parameter | =C77+C75 | Parameter | =C79*C75 | Parameter | Parameter | Parameter | =32*(C9/2605) | Parameter | Parameter | =(C85*C86*C83)/10^6 | =C9*10^6/C81/C82 | Parameter | Parameter | Parameter | Parameter | =C91*C92 | =C93*7.6*7*52.18 | Parameter | Parameter | Parameter | Parameter | Parameter | Parameter | =PI()*C97*(C96^2-(C96-C98)^2)*C99 | Parameter | =(90.69*C101 + C95 + 13.04*C102*112.32)/10^6 | 0 | 0 | 0 | 0 | 0 | 0 | 0 | 0 | 0 | 0 | 0 | 0 | 0 | 0 | 0 | 0 | 0 | 0 | 0 | 0 | 0 | 0 | 0 | 0 | 0 | 0 | 0 | 0 | 0 | 0 | 0 | 0 | 0 | 0 | 0 | 0 | 0 | 0 | 0 | 0 | 0 | 0 | 0 | 0 | 0 | 0 | 0 | 0 | 0 | 146
Parameter | Parameter | =(1400*C22*1000)/10^6 | Parameter | =C3*C4 | =C7/(C6) | =IF(C36=0,C7*C10,C7*C10*C13) | Parameter | Parameter | Parameter | Parameter | Parameter | =C16/C8 | =C9*C17 | Parameter | Parameter | Parameter | =C8+C84+C100 | =C20*C19 | =C16-C20 | =365*24*C14 | =C22*C23 | =C26/(1-C27) | =C4*C14*365*24*3600 | Parameter | =C29+C37+C40+C48 | =C30*(C33*C34)/(1000)+C35 | Parameter | Parameter | Parameter | Parameter | Parameter | Parameter | Parameter | =C36*(C38) | Parameter | Parameter | =C39*(C41+C42) | =0.04+(C31*C32)/(1000) | Parameter | Parameter | Parameter | Parameter | #N/A | =C45+C25*(C28) | Parameter | Parameter | Parameter | Parameter | Parameter | Parameter | Parameter | =(C54+C53)/10^6 | =C4*((C14*24)*3600)*C51 | Parameter | Parameter | Parameter | Parameter | =ROUNDDOWN(C60/C64,0)*C58+C57*C3*C4*ROUNDDOWN(C60/C66,0)+C59+C87*10^6*ROUNDDOWN(C60/C65,0)+C63*C60 | Parameter | =C62*1000*C24 | Parameter | Parameter | Parameter | Parameter | Parameter | Parameter | Parameter | Parameter | Parameter | Parameter | Parameter | =(C67+C68+C69+C70+C71+C72+C74+C73) | Parameter | Parameter | =C77+C75 | Parameter | =C79*C75 | Parameter | Parameter | Parameter | =32*(C9/2605) | Parameter | Parameter | =(C85*C86*C83)/10^6 | =C9*10^6/C81/C82 | Parameter | Parameter | Parameter | Parameter | =C91*C92 | =C93*7.6*7*52.18 | Parameter | Parameter | Parameter | Parameter | Parameter | Parameter | =PI()*C97*(C96^2-(C96-C98)^2)*C99 | Parameter | =(90.69*C101 + C95 + 13.04*C102*112.32)/10^6 | 0 | 0 | 0 | 0 | 0 | 0 | 0 | 0 | 0 | 0 | 0 | 0 | 0 | 0 | 0 | 0 | 0 | 0 | 0 | 0 | 0 | 0 | 0 | 0 | 0 | 0 | 0 | 0 | 0 | 0 | 0 | 0 | 0 | 0 | 0 | 0 | 0 | 0 | 0 | 0 | 0 | 0 | 0 | 0 | 0 | 0 | 0 | 0 | 0 | 145
Parameter | Parameter | =(1400*C22*1000)/10^6 | Parameter | =C3*C4 | =C7/(C6) | =IF(C36=0,C7*C10,C7*C10*C13) | Parameter | Parameter | Parameter | Parameter | Parameter | =C16/C8 | =C9*C17 | Parameter | Parameter | Parameter | =C8+C84+C100 | =C20*C19 | =C16-C20 | =365*24*C14 | =C22*C23 | =C26/(1-C27) | =C4*C14*365*24*3600 | Parameter | =C29+C37+C40+C48 | =C30*(C33*C34)/(1000)+C35 | Parameter | Parameter | Parameter | Parameter | Parameter | Parameter | Parameter | =C36*(C38) | Parameter | Parameter | =C39*(C41+C42) | =0.04+(C31*C32)/(1000) | Parameter | Parameter | Parameter | Parameter | #N/A | =C45+C25*(C28) | Parameter | Parameter | Parameter | Parameter | Parameter | Parameter | Parameter | =(C54+C53)/10^6 | =C4*((C14*24)*3600)*C51 | Parameter | Parameter | Parameter | Parameter | =ROUNDDOWN(C60/C64,0)*C58+C57*C3*C4*ROUNDDOWN(C60/C66,0)+C59+C87*10^6*ROUNDDOWN(C60/C65,0)+C63*C60 | Parameter | =C62*1000*C24 | Parameter | Parameter | Parameter | Parameter | Parameter | Parameter | Parameter | Parameter | Parameter | Parameter | Parameter | =(C67+C68+C69+C70+C71+C72+C74+C73) | Parameter | Parameter | =C77+C75 | Parameter | =C79*C75 | Parameter | Parameter | Parameter | =32*(C9/2605) | Parameter | Parameter | =(C85*C86*C83)/10^6 | =C9*10^6/C81/C82 | Parameter | Parameter | Parameter | Parameter | =C91*C92 | =C93*7.6*7*52.18 | Parameter | Parameter | Parameter | Parameter | Parameter | Parameter | =PI()*C97*(C96^2-(C96-C98)^2)*C99 | Parameter | =(90.69*C101 + C95 + 13.04*C102*112.32)/10^6 | 0 | 0 | 0 | 0 | 0 | 0 | 0 | 0 | 0 | 0 | 0 | 0 | 0 | 0 | 0 | 0 | 0 | 0 | 0 | 0 | 0 | 0 | 0 | 0 | 0 | 0 | 0 | 0 | 0 | 0 | 0 | 0 | 0 | 0 | 0 | 0 | 0 | 0 | 0 | 0 | 0 | 0 | 0 | 0 | 0 | 0 | 0 | 0 | 0 | 144
Parameter | Parameter | =(1400*C22*1000)/10^6 | Parameter | =C3*C4 | =C7/(C6) | =IF(C36=0,C7*C10,C7*C10*C13) | Parameter | Parameter | Parameter | Parameter | Parameter | =C16/C8 | =C9*C17 | Parameter | Parameter | Parameter | =C8+C84+C100 | =C20*C19 | =C16-C20 | =365*24*C14 | =C22*C23 | =C26/(1-C27) | =C4*C14*365*24*3600 | Parameter | =C29+C37+C40+C48 | =C30*(C33*C34)/(1000)+C35 | Parameter | Parameter | Parameter | Parameter | Parameter | Parameter | Parameter | =C36*(C38) | Parameter | Parameter | =C39*(C41+C42) | =0.04+(C31*C32)/(1000) | Parameter | Parameter | Parameter | Parameter | #N/A | =C45+C25*(C28) | Parameter | Parameter | Parameter | Parameter | Parameter | Parameter | Parameter | =(C54+C53)/10^6 | =C4*((C14*24)*3600)*C51 | Parameter | Parameter | Parameter | Parameter | =ROUNDDOWN(C60/C64,0)*C58+C57*C3*C4*ROUNDDOWN(C60/C66,0)+C59+C87*10^6*ROUNDDOWN(C60/C65,0)+C63*C60 | Parameter | =C62*1000*C24 | Parameter | Parameter | Parameter | Parameter | Parameter | Parameter | Parameter | Parameter | Parameter | Parameter | Parameter | =(C67+C68+C69+C70+C71+C72+C74+C73) | Parameter | Parameter | =C77+C75 | Parameter | =C79*C75 | Parameter | Parameter | Parameter | =32*(C9/2605) | Parameter | Parameter | =(C85*C86*C83)/10^6 | =C9*10^6/C81/C82 | Parameter | Parameter | Parameter | Parameter | =C91*C92 | =C93*7.6*7*52.18 | Parameter | Parameter | Parameter | Parameter | Parameter | Parameter | =PI()*C97*(C96^2-(C96-C98)^2)*C99 | Parameter | =(90.69*C101 + C95 + 13.04*C102*112.32)/10^6 | 0 | 0 | 0 | 0 | 0 | 0 | 0 | 0 | 0 | 0 | 0 | 0 | 0 | 0 | 0 | 0 | 0 | 0 | 0 | 0 | 0 | 0 | 0 | 0 | 0 | 0 | 0 | 0 | 0 | 0 | 0 | 0 | 0 | 0 | 0 | 0 | 0 | 0 | 0 | 0 | 0 | 0 | 0 | 0 | 0 | 0 | 0 | 0 | 0 | 143
Parameter | Parameter | =(1400*C22*1000)/10^6 | Parameter | =C3*C4 | =C7/(C6) | =IF(C36=0,C7*C10,C7*C10*C13) | Parameter | Parameter | Parameter | Parameter | Parameter | =C16/C8 | =C9*C17 | Parameter | Parameter | Parameter | =C8+C84+C100 | =C20*C19 | =C16-C20 | =365*24*C14 | =C22*C23 | =C26/(1-C27) | =C4*C14*365*24*3600 | Parameter | =C29+C37+C40+C48 | =C30*(C33*C34)/(1000)+C35 | Parameter | Parameter | Parameter | Parameter | Parameter | Parameter | Parameter | =C36*(C38) | Parameter | Parameter | =C39*(C41+C42) | =0.04+(C31*C32)/(1000) | Parameter | Parameter | Parameter | Parameter | #N/A | =C45+C25*(C28) | Parameter | Parameter | Parameter | Parameter | Parameter | Parameter | Parameter | =(C54+C53)/10^6 | =C4*((C14*24)*3600)*C51 | Parameter | Parameter | Parameter | Parameter | =ROUNDDOWN(C60/C64,0)*C58+C57*C3*C4*ROUNDDOWN(C60/C66,0)+C59+C87*10^6*ROUNDDOWN(C60/C65,0)+C63*C60 | Parameter | =C62*1000*C24 | Parameter | Parameter | Parameter | Parameter | Parameter | Parameter | Parameter | Parameter | Parameter | Parameter | Parameter | =(C67+C68+C69+C70+C71+C72+C74+C73) | Parameter | Parameter | =C77+C75 | Parameter | =C79*C75 | Parameter | Parameter | Parameter | =32*(C9/2605) | Parameter | Parameter | =(C85*C86*C83)/10^6 | =C9*10^6/C81/C82 | Parameter | Parameter | Parameter | Parameter | =C91*C92 | =C93*7.6*7*52.18 | Parameter | Parameter | Parameter | Parameter | Parameter | Parameter | =PI()*C97*(C96^2-(C96-C98)^2)*C99 | Parameter | =(90.69*C101 + C95 + 13.04*C102*112.32)/10^6 | 0 | 0 | 0 | 0 | 0 | 0 | 0 | 0 | 0 | 0 | 0 | 0 | 0 | 0 | 0 | 0 | 0 | 0 | 0 | 0 | 0 | 0 | 0 | 0 | 0 | 0 | 0 | 0 | 0 | 0 | 0 | 0 | 0 | 0 | 0 | 0 | 0 | 0 | 0 | 0 | 0 | 0 | 0 | 0 | 0 | 0 | 0 | 0 | 0 | 142
Parameter | Parameter | =(1400*C22*1000)/10^6 | Parameter | =C3*C4 | =C7/(C6) | =IF(C36=0,C7*C10,C7*C10*C13) | Parameter | Parameter | Parameter | Parameter | Parameter | =C16/C8 | =C9*C17 | Parameter | Parameter | Parameter | =C8+C84+C100 | =C20*C19 | =C16-C20 | =365*24*C14 | =C22*C23 | =C26/(1-C27) | =C4*C14*365*24*3600 | Parameter | =C29+C37+C40+C48 | =C30*(C33*C34)/(1000)+C35 | Parameter | Parameter | Parameter | Parameter | Parameter | Parameter | Parameter | =C36*(C38) | Parameter | Parameter | =C39*(C41+C42) | =0.04+(C31*C32)/(1000) | Parameter | Parameter | Parameter | Parameter | #N/A | =C45+C25*(C28) | Parameter | Parameter | Parameter | Parameter | Parameter | Parameter | Parameter | =(C54+C53)/10^6 | =C4*((C14*24)*3600)*C51 | Parameter | Parameter | Parameter | Parameter | =ROUNDDOWN(C60/C64,0)*C58+C57*C3*C4*ROUNDDOWN(C60/C66,0)+C59+C87*10^6*ROUNDDOWN(C60/C65,0)+C63*C60 | Parameter | =C62*1000*C24 | Parameter | Parameter | Parameter | Parameter | Parameter | Parameter | Parameter | Parameter | Parameter | Parameter | Parameter | =(C67+C68+C69+C70+C71+C72+C74+C73) | Parameter | Parameter | =C77+C75 | Parameter | =C79*C75 | Parameter | Parameter | Parameter | =32*(C9/2605) | Parameter | Parameter | =(C85*C86*C83)/10^6 | =C9*10^6/C81/C82 | Parameter | Parameter | Parameter | Parameter | =C91*C92 | =C93*7.6*7*52.18 | Parameter | Parameter | Parameter | Parameter | Parameter | Parameter | =PI()*C97*(C96^2-(C96-C98)^2)*C99 | Parameter | =(90.69*C101 + C95 + 13.04*C102*112.32)/10^6 | 0 | 0 | 0 | 0 | 0 | 0 | 0 | 0 | 0 | 0 | 0 | 0 | 0 | 0 | 0 | 0 | 0 | 0 | 0 | 0 | 0 | 0 | 0 | 0 | 0 | 0 | 0 | 0 | 0 | 0 | 0 | 0 | 0 | 0 | 0 | 0 | 0 | 0 | 0 | 0 | 0 | 0 | 0 | 0 | 0 | 0 | 0 | 0 | 0 | 141
Parameter | Parameter | =(1400*C22*1000)/10^6 | Parameter | =C3*C4 | =C7/(C6) | =IF(C36=0,C7*C10,C7*C10*C13) | Parameter | Parameter | Parameter | Parameter | Parameter | =C16/C8 | =C9*C17 | Parameter | Parameter | Parameter | =C8+C84+C100 | =C20*C19 | =C16-C20 | =365*24*C14 | =C22*C23 | =C26/(1-C27) | =C4*C14*365*24*3600 | Parameter | =C29+C37+C40+C48 | =C30*(C33*C34)/(1000)+C35 | Parameter | Parameter | Parameter | Parameter | Parameter | Parameter | Parameter | =C36*(C38) | Parameter | Parameter | =C39*(C41+C42) | =0.04+(C31*C32)/(1000) | Parameter | Parameter | Parameter | Parameter | #N/A | =C45+C25*(C28) | Parameter | Parameter | Parameter | Parameter | Parameter | Parameter | Parameter | =(C54+C53)/10^6 | =C4*((C14*24)*3600)*C51 | Parameter | Parameter | Parameter | Parameter | =ROUNDDOWN(C60/C64,0)*C58+C57*C3*C4*ROUNDDOWN(C60/C66,0)+C59+C87*10^6*ROUNDDOWN(C60/C65,0)+C63*C60 | Parameter | =C62*1000*C24 | Parameter | Parameter | Parameter | Parameter | Parameter | Parameter | Parameter | Parameter | Parameter | Parameter | Parameter | =(C67+C68+C69+C70+C71+C72+C74+C73) | Parameter | Parameter | =C77+C75 | Parameter | =C79*C75 | Parameter | Parameter | Parameter | =32*(C9/2605) | Parameter | Parameter | =(C85*C86*C83)/10^6 | =C9*10^6/C81/C82 | Parameter | Parameter | Parameter | Parameter | =C91*C92 | =C93*7.6*7*52.18 | Parameter | Parameter | Parameter | Parameter | Parameter | Parameter | =PI()*C97*(C96^2-(C96-C98)^2)*C99 | Parameter | =(90.69*C101 + C95 + 13.04*C102*112.32)/10^6 | 0 | 0 | 0 | 0 | 0 | 0 | 0 | 0 | 0 | 0 | 0 | 0 | 0 | 0 | 0 | 0 | 0 | 0 | 0 | 0 | 0 | 0 | 0 | 0 | 0 | 0 | 0 | 0 | 0 | 0 | 0 | 0 | 0 | 0 | 0 | 0 | 0 | 0 | 0 | 0 | 0 | 0 | 0 | 0 | 0 | 0 | 0 | 0 | 0 | 140
Parameter | Parameter | =(1400*C22*1000)/10^6 | Parameter | =C3*C4 | =C7/(C6) | =IF(C36=0,C7*C10,C7*C10*C13) | Parameter | Parameter | Parameter | Parameter | Parameter | =C16/C8 | =C9*C17 | Parameter | Parameter | Parameter | =C8+C84+C100 | =C20*C19 | =C16-C20 | =365*24*C14 | =C22*C23 | =C26/(1-C27) | =C4*C14*365*24*3600 | Parameter | =C29+C37+C40+C48 | =C30*(C33*C34)/(1000)+C35 | Parameter | Parameter | Parameter | Parameter | Parameter | Parameter | Parameter | =C36*(C38) | Parameter | Parameter | =C39*(C41+C42) | =0.04+(C31*C32)/(1000) | Parameter | Parameter | Parameter | Parameter | #N/A | =C45+C25*(C28) | Parameter | Parameter | Parameter | Parameter | Parameter | Parameter | Parameter | =(C54+C53)/10^6 | =C4*((C14*24)*3600)*C51 | Parameter | Parameter | Parameter | Parameter | =ROUNDDOWN(C60/C64,0)*C58+C57*C3*C4*ROUNDDOWN(C60/C66,0)+C59+C87*10^6*ROUNDDOWN(C60/C65,0)+C63*C60 | Parameter | =C62*1000*C24 | Parameter | Parameter | Parameter | Parameter | Parameter | Parameter | Parameter | Parameter | Parameter | Parameter | Parameter | =(C67+C68+C69+C70+C71+C72+C74+C73) | Parameter | Parameter | =C77+C75 | Parameter | =C79*C75 | Parameter | Parameter | Parameter | =32*(C9/2605) | Parameter | Parameter | =(C85*C86*C83)/10^6 | =C9*10^6/C81/C82 | Parameter | Parameter | Parameter | Parameter | =C91*C92 | =C93*7.6*7*52.18 | Parameter | Parameter | Parameter | Parameter | Parameter | Parameter | =PI()*C97*(C96^2-(C96-C98)^2)*C99 | Parameter | =(90.69*C101 + C95 + 13.04*C102*112.32)/10^6 | 0 | 0 | 0 | 0 | 0 | 0 | 0 | 0 | 0 | 0 | 0 | 0 | 0 | 0 | 0 | 0 | 0 | 0 | 0 | 0 | 0 | 0 | 0 | 0 | 0 | 0 | 0 | 0 | 0 | 0 | 0 | 0 | 0 | 0 | 0 | 0 | 0 | 0 | 0 | 0 | 0 | 0 | 0 | 0 | 0 | 0 | 0 | 0 | 0 | 139
Parameter | Parameter | =(1400*C22*1000)/10^6 | Parameter | =C3*C4 | =C7/(C6) | =IF(C36=0,C7*C10,C7*C10*C13) | Parameter | Parameter | Parameter | Parameter | Parameter | =C16/C8 | =C9*C17 | Parameter | Parameter | Parameter | =C8+C84+C100 | =C20*C19 | =C16-C20 | =365*24*C14 | =C22*C23 | =C26/(1-C27) | =C4*C14*365*24*3600 | Parameter | =C29+C37+C40+C48 | =C30*(C33*C34)/(1000)+C35 | Parameter | Parameter | Parameter | Parameter | Parameter | Parameter | Parameter | =C36*(C38) | Parameter | Parameter | =C39*(C41+C42) | =0.04+(C31*C32)/(1000) | Parameter | Parameter | Parameter | Parameter | #N/A | =C45+C25*(C28) | Parameter | Parameter | Parameter | Parameter | Parameter | Parameter | Parameter | =(C54+C53)/10^6 | =C4*((C14*24)*3600)*C51 | Parameter | Parameter | Parameter | Parameter | =ROUNDDOWN(C60/C64,0)*C58+C57*C3*C4*ROUNDDOWN(C60/C66,0)+C59+C87*10^6*ROUNDDOWN(C60/C65,0)+C63*C60 | Parameter | =C62*1000*C24 | Parameter | Parameter | Parameter | Parameter | Parameter | Parameter | Parameter | Parameter | Parameter | Parameter | Parameter | =(C67+C68+C69+C70+C71+C72+C74+C73) | Parameter | Parameter | =C77+C75 | Parameter | =C79*C75 | Parameter | Parameter | Parameter | =32*(C9/2605) | Parameter | Parameter | =(C85*C86*C83)/10^6 | =C9*10^6/C81/C82 | Parameter | Parameter | Parameter | Parameter | =C91*C92 | =C93*7.6*7*52.18 | Parameter | Parameter | Parameter | Parameter | Parameter | Parameter | =PI()*C97*(C96^2-(C96-C98)^2)*C99 | Parameter | =(90.69*C101 + C95 + 13.04*C102*112.32)/10^6 | 0 | 0 | 0 | 0 | 0 | 0 | 0 | 0 | 0 | 0 | 0 | 0 | 0 | 0 | 0 | 0 | 0 | 0 | 0 | 0 | 0 | 0 | 0 | 0 | 0 | 0 | 0 | 0 | 0 | 0 | 0 | 0 | 0 | 0 | 0 | 0 | 0 | 0 | 0 | 0 | 0 | 0 | 0 | 0 | 0 | 0 | 0 | 0 | 0 | 138
Parameter | Parameter | =(1400*C22*1000)/10^6 | Parameter | =C3*C4 | =C7/(C6) | =IF(C36=0,C7*C10,C7*C10*C13) | Parameter | Parameter | Parameter | Parameter | Parameter | =C16/C8 | =C9*C17 | Parameter | Parameter | Parameter | =C8+C84+C100 | =C20*C19 | =C16-C20 | =365*24*C14 | =C22*C23 | =C26/(1-C27) | =C4*C14*365*24*3600 | Parameter | =C29+C37+C40+C48 | =C30*(C33*C34)/(1000)+C35 | Parameter | Parameter | Parameter | Parameter | Parameter | Parameter | Parameter | =C36*(C38) | Parameter | Parameter | =C39*(C41+C42) | =0.04+(C31*C32)/(1000) | Parameter | Parameter | Parameter | Parameter | #N/A | =C45+C25*(C28) | Parameter | Parameter | Parameter | Parameter | Parameter | Parameter | Parameter | =(C54+C53)/10^6 | =C4*((C14*24)*3600)*C51 | Parameter | Parameter | Parameter | Parameter | =ROUNDDOWN(C60/C64,0)*C58+C57*C3*C4*ROUNDDOWN(C60/C66,0)+C59+C87*10^6*ROUNDDOWN(C60/C65,0)+C63*C60 | Parameter | =C62*1000*C24 | Parameter | Parameter | Parameter | Parameter | Parameter | Parameter | Parameter | Parameter | Parameter | Parameter | Parameter | =(C67+C68+C69+C70+C71+C72+C74+C73) | Parameter | Parameter | =C77+C75 | Parameter | =C79*C75 | Parameter | Parameter | Parameter | =32*(C9/2605) | Parameter | Parameter | =(C85*C86*C83)/10^6 | =C9*10^6/C81/C82 | Parameter | Parameter | Parameter | Parameter | =C91*C92 | =C93*7.6*7*52.18 | Parameter | Parameter | Parameter | Parameter | Parameter | Parameter | =PI()*C97*(C96^2-(C96-C98)^2)*C99 | Parameter | =(90.69*C101 + C95 + 13.04*C102*112.32)/10^6 | 0 | 0 | 0 | 0 | 0 | 0 | 0 | 0 | 0 | 0 | 0 | 0 | 0 | 0 | 0 | 0 | 0 | 0 | 0 | 0 | 0 | 0 | 0 | 0 | 0 | 0 | 0 | 0 | 0 | 0 | 0 | 0 | 0 | 0 | 0 | 0 | 0 | 0 | 0 | 0 | 0 | 0 | 0 | 0 | 0 | 0 | 0 | 0 | 0 | 137
Parameter | Parameter | =(1400*C22*1000)/10^6 | Parameter | =C3*C4 | =C7/(C6) | =IF(C36=0,C7*C10,C7*C10*C13) | Parameter | Parameter | Parameter | Parameter | Parameter | =C16/C8 | =C9*C17 | Parameter | Parameter | Parameter | =C8+C84+C100 | =C20*C19 | =C16-C20 | =365*24*C14 | =C22*C23 | =C26/(1-C27) | =C4*C14*365*24*3600 | Parameter | =C29+C37+C40+C48 | =C30*(C33*C34)/(1000)+C35 | Parameter | Parameter | Parameter | Parameter | Parameter | Parameter | Parameter | =C36*(C38) | Parameter | Parameter | =C39*(C41+C42) | =0.04+(C31*C32)/(1000) | Parameter | Parameter | Parameter | Parameter | #N/A | =C45+C25*(C28) | Parameter | Parameter | Parameter | Parameter | Parameter | Parameter | Parameter | =(C54+C53)/10^6 | =C4*((C14*24)*3600)*C51 | Parameter | Parameter | Parameter | Parameter | =ROUNDDOWN(C60/C64,0)*C58+C57*C3*C4*ROUNDDOWN(C60/C66,0)+C59+C87*10^6*ROUNDDOWN(C60/C65,0)+C63*C60 | Parameter | =C62*1000*C24 | Parameter | Parameter | Parameter | Parameter | Parameter | Parameter | Parameter | Parameter | Parameter | Parameter | Parameter | =(C67+C68+C69+C70+C71+C72+C74+C73) | Parameter | Parameter | =C77+C75 | Parameter | =C79*C75 | Parameter | Parameter | Parameter | =32*(C9/2605) | Parameter | Parameter | =(C85*C86*C83)/10^6 | =C9*10^6/C81/C82 | Parameter | Parameter | Parameter | Parameter | =C91*C92 | =C93*7.6*7*52.18 | Parameter | Parameter | Parameter | Parameter | Parameter | Parameter | =PI()*C97*(C96^2-(C96-C98)^2)*C99 | Parameter | =(90.69*C101 + C95 + 13.04*C102*112.32)/10^6 | 0 | 0 | 0 | 0 | 0 | 0 | 0 | 0 | 0 | 0 | 0 | 0 | 0 | 0 | 0 | 0 | 0 | 0 | 0 | 0 | 0 | 0 | 0 | 0 | 0 | 0 | 0 | 0 | 0 | 0 | 0 | 0 | 0 | 0 | 0 | 0 | 0 | 0 | 0 | 0 | 0 | 0 | 0 | 0 | 0 | 0 | 0 | 0 | 0 | 136
Parameter | Parameter | =(1400*C22*1000)/10^6 | Parameter | =C3*C4 | =C7/(C6) | =IF(C36=0,C7*C10,C7*C10*C13) | Parameter | Parameter | Parameter | Parameter | Parameter | =C16/C8 | =C9*C17 | Parameter | Parameter | Parameter | =C8+C84+C100 | =C20*C19 | =C16-C20 | =365*24*C14 | =C22*C23 | =C26/(1-C27) | =C4*C14*365*24*3600 | Parameter | =C29+C37+C40+C48 | =C30*(C33*C34)/(1000)+C35 | Parameter | Parameter | Parameter | Parameter | Parameter | Parameter | Parameter | =C36*(C38) | Parameter | Parameter | =C39*(C41+C42) | =0.04+(C31*C32)/(1000) | Parameter | Parameter | Parameter | Parameter | #N/A | =C45+C25*(C28) | Parameter | Parameter | Parameter | Parameter | Parameter | Parameter | Parameter | =(C54+C53)/10^6 | =C4*((C14*24)*3600)*C51 | Parameter | Parameter | Parameter | Parameter | =ROUNDDOWN(C60/C64,0)*C58+C57*C3*C4*ROUNDDOWN(C60/C66,0)+C59+C87*10^6*ROUNDDOWN(C60/C65,0)+C63*C60 | Parameter | =C62*1000*C24 | Parameter | Parameter | Parameter | Parameter | Parameter | Parameter | Parameter | Parameter | Parameter | Parameter | Parameter | =(C67+C68+C69+C70+C71+C72+C74+C73) | Parameter | Parameter | =C77+C75 | Parameter | =C79*C75 | Parameter | Parameter | Parameter | =32*(C9/2605) | Parameter | Parameter | =(C85*C86*C83)/10^6 | =C9*10^6/C81/C82 | Parameter | Parameter | Parameter | Parameter | =C91*C92 | =C93*7.6*7*52.18 | Parameter | Parameter | Parameter | Parameter | Parameter | Parameter | =PI()*C97*(C96^2-(C96-C98)^2)*C99 | Parameter | =(90.69*C101 + C95 + 13.04*C102*112.32)/10^6 | 0 | 0 | 0 | 0 | 0 | 0 | 0 | 0 | 0 | 0 | 0 | 0 | 0 | 0 | 0 | 0 | 0 | 0 | 0 | 0 | 0 | 0 | 0 | 0 | 0 | 0 | 0 | 0 | 0 | 0 | 0 | 0 | 0 | 0 | 0 | 0 | 0 | 0 | 0 | 0 | 0 | 0 | 0 | 0 | 0 | 0 | 0 | 0 | 0 | 135
Parameter | Parameter | =(1400*C22*1000)/10^6 | Parameter | =C3*C4 | =C7/(C6) | =IF(C36=0,C7*C10,C7*C10*C13) | Parameter | Parameter | Parameter | Parameter | Parameter | =C16/C8 | =C9*C17 | Parameter | Parameter | Parameter | =C8+C84+C100 | =C20*C19 | =C16-C20 | =365*24*C14 | =C22*C23 | =C26/(1-C27) | =C4*C14*365*24*3600 | Parameter | =C29+C37+C40+C48 | =C30*(C33*C34)/(1000)+C35 | Parameter | Parameter | Parameter | Parameter | Parameter | Parameter | Parameter | =C36*(C38) | Parameter | Parameter | =C39*(C41+C42) | =0.04+(C31*C32)/(1000) | Parameter | Parameter | Parameter | Parameter | #N/A | =C45+C25*(C28) | Parameter | Parameter | Parameter | Parameter | Parameter | Parameter | Parameter | =(C54+C53)/10^6 | =C4*((C14*24)*3600)*C51 | Parameter | Parameter | Parameter | Parameter | =ROUNDDOWN(C60/C64,0)*C58+C57*C3*C4*ROUNDDOWN(C60/C66,0)+C59+C87*10^6*ROUNDDOWN(C60/C65,0)+C63*C60 | Parameter | =C62*1000*C24 | Parameter | Parameter | Parameter | Parameter | Parameter | Parameter | Parameter | Parameter | Parameter | Parameter | Parameter | =(C67+C68+C69+C70+C71+C72+C74+C73) | Parameter | Parameter | =C77+C75 | Parameter | =C79*C75 | Parameter | Parameter | Parameter | =32*(C9/2605) | Parameter | Parameter | =(C85*C86*C83)/10^6 | =C9*10^6/C81/C82 | Parameter | Parameter | Parameter | Parameter | =C91*C92 | =C93*7.6*7*52.18 | Parameter | Parameter | Parameter | Parameter | Parameter | Parameter | =PI()*C97*(C96^2-(C96-C98)^2)*C99 | Parameter | =(90.69*C101 + C95 + 13.04*C102*112.32)/10^6 | 0 | 0 | 0 | 0 | 0 | 0 | 0 | 0 | 0 | 0 | 0 | 0 | 0 | 0 | 0 | 0 | 0 | 0 | 0 | 0 | 0 | 0 | 0 | 0 | 0 | 0 | 0 | 0 | 0 | 0 | 0 | 0 | 0 | 0 | 0 | 0 | 0 | 0 | 0 | 0 | 0 | 0 | 0 | 0 | 0 | 0 | 0 | 0 | 0 | 134
Parameter | Parameter | =(1400*C22*1000)/10^6 | Parameter | =C3*C4 | =C7/(C6) | =IF(C36=0,C7*C10,C7*C10*C13) | Parameter | Parameter | Parameter | Parameter | Parameter | =C16/C8 | =C9*C17 | Parameter | Parameter | Parameter | =C8+C84+C100 | =C20*C19 | =C16-C20 | =365*24*C14 | =C22*C23 | =C26/(1-C27) | =C4*C14*365*24*3600 | Parameter | =C29+C37+C40+C48 | =C30*(C33*C34)/(1000)+C35 | Parameter | Parameter | Parameter | Parameter | Parameter | Parameter | Parameter | =C36*(C38) | Parameter | Parameter | =C39*(C41+C42) | =0.04+(C31*C32)/(1000) | Parameter | Parameter | Parameter | Parameter | #N/A | =C45+C25*(C28) | Parameter | Parameter | Parameter | Parameter | Parameter | Parameter | Parameter | =(C54+C53)/10^6 | =C4*((C14*24)*3600)*C51 | Parameter | Parameter | Parameter | Parameter | =ROUNDDOWN(C60/C64,0)*C58+C57*C3*C4*ROUNDDOWN(C60/C66,0)+C59+C87*10^6*ROUNDDOWN(C60/C65,0)+C63*C60 | Parameter | =C62*1000*C24 | Parameter | Parameter | Parameter | Parameter | Parameter | Parameter | Parameter | Parameter | Parameter | Parameter | Parameter | =(C67+C68+C69+C70+C71+C72+C74+C73) | Parameter | Parameter | =C77+C75 | Parameter | =C79*C75 | Parameter | Parameter | Parameter | =32*(C9/2605) | Parameter | Parameter | =(C85*C86*C83)/10^6 | =C9*10^6/C81/C82 | Parameter | Parameter | Parameter | Parameter | =C91*C92 | =C93*7.6*7*52.18 | Parameter | Parameter | Parameter | Parameter | Parameter | Parameter | =PI()*C97*(C96^2-(C96-C98)^2)*C99 | Parameter | =(90.69*C101 + C95 + 13.04*C102*112.32)/10^6 | 0 | 0 | 0 | 0 | 0 | 0 | 0 | 0 | 0 | 0 | 0 | 0 | 0 | 0 | 0 | 0 | 0 | 0 | 0 | 0 | 0 | 0 | 0 | 0 | 0 | 0 | 0 | 0 | 0 | 0 | 0 | 0 | 0 | 0 | 0 | 0 | 0 | 0 | 0 | 0 | 0 | 0 | 0 | 0 | 0 | 0 | 0 | 0 | 0 | 133
Parameter | Parameter | =(1400*C22*1000)/10^6 | Parameter | =C3*C4 | =C7/(C6) | =IF(C36=0,C7*C10,C7*C10*C13) | Parameter | Parameter | Parameter | Parameter | Parameter | =C16/C8 | =C9*C17 | Parameter | Parameter | Parameter | =C8+C84+C100 | =C20*C19 | =C16-C20 | =365*24*C14 | =C22*C23 | =C26/(1-C27) | =C4*C14*365*24*3600 | Parameter | =C29+C37+C40+C48 | =C30*(C33*C34)/(1000)+C35 | Parameter | Parameter | Parameter | Parameter | Parameter | Parameter | Parameter | =C36*(C38) | Parameter | Parameter | =C39*(C41+C42) | =0.04+(C31*C32)/(1000) | Parameter | Parameter | Parameter | Parameter | #N/A | =C45+C25*(C28) | Parameter | Parameter | Parameter | Parameter | Parameter | Parameter | Parameter | =(C54+C53)/10^6 | =C4*((C14*24)*3600)*C51 | Parameter | Parameter | Parameter | Parameter | =ROUNDDOWN(C60/C64,0)*C58+C57*C3*C4*ROUNDDOWN(C60/C66,0)+C59+C87*10^6*ROUNDDOWN(C60/C65,0)+C63*C60 | Parameter | =C62*1000*C24 | Parameter | Parameter | Parameter | Parameter | Parameter | Parameter | Parameter | Parameter | Parameter | Parameter | Parameter | =(C67+C68+C69+C70+C71+C72+C74+C73) | Parameter | Parameter | =C77+C75 | Parameter | =C79*C75 | Parameter | Parameter | Parameter | =32*(C9/2605) | Parameter | Parameter | =(C85*C86*C83)/10^6 | =C9*10^6/C81/C82 | Parameter | Parameter | Parameter | Parameter | =C91*C92 | =C93*7.6*7*52.18 | Parameter | Parameter | Parameter | Parameter | Parameter | Parameter | =PI()*C97*(C96^2-(C96-C98)^2)*C99 | Parameter | =(90.69*C101 + C95 + 13.04*C102*112.32)/10^6 | 0 | 0 | 0 | 0 | 0 | 0 | 0 | 0 | 0 | 0 | 0 | 0 | 0 | 0 | 0 | 0 | 0 | 0 | 0 | 0 | 0 | 0 | 0 | 0 | 0 | 0 | 0 | 0 | 0 | 0 | 0 | 0 | 0 | 0 | 0 | 0 | 0 | 0 | 0 | 0 | 0 | 0 | 0 | 0 | 0 | 0 | 0 | 0 | 0 | 132
Parameter | Parameter | =(1400*C22*1000)/10^6 | Parameter | =C3*C4 | =C7/(C6) | =IF(C36=0,C7*C10,C7*C10*C13) | Parameter | Parameter | Parameter | Parameter | Parameter | =C16/C8 | =C9*C17 | Parameter | Parameter | Parameter | =C8+C84+C100 | =C20*C19 | =C16-C20 | =365*24*C14 | =C22*C23 | =C26/(1-C27) | =C4*C14*365*24*3600 | Parameter | =C29+C37+C40+C48 | =C30*(C33*C34)/(1000)+C35 | Parameter | Parameter | Parameter | Parameter | Parameter | Parameter | Parameter | =C36*(C38) | Parameter | Parameter | =C39*(C41+C42) | =0.04+(C31*C32)/(1000) | Parameter | Parameter | Parameter | Parameter | #N/A | =C45+C25*(C28) | Parameter | Parameter | Parameter | Parameter | Parameter | Parameter | Parameter | =(C54+C53)/10^6 | =C4*((C14*24)*3600)*C51 | Parameter | Parameter | Parameter | Parameter | =ROUNDDOWN(C60/C64,0)*C58+C57*C3*C4*ROUNDDOWN(C60/C66,0)+C59+C87*10^6*ROUNDDOWN(C60/C65,0)+C63*C60 | Parameter | =C62*1000*C24 | Parameter | Parameter | Parameter | Parameter | Parameter | Parameter | Parameter | Parameter | Parameter | Parameter | Parameter | =(C67+C68+C69+C70+C71+C72+C74+C73) | Parameter | Parameter | =C77+C75 | Parameter | =C79*C75 | Parameter | Parameter | Parameter | =32*(C9/2605) | Parameter | Parameter | =(C85*C86*C83)/10^6 | =C9*10^6/C81/C82 | Parameter | Parameter | Parameter | Parameter | =C91*C92 | =C93*7.6*7*52.18 | Parameter | Parameter | Parameter | Parameter | Parameter | Parameter | =PI()*C97*(C96^2-(C96-C98)^2)*C99 | Parameter | =(90.69*C101 + C95 + 13.04*C102*112.32)/10^6 | 0 | 0 | 0 | 0 | 0 | 0 | 0 | 0 | 0 | 0 | 0 | 0 | 0 | 0 | 0 | 0 | 0 | 0 | 0 | 0 | 0 | 0 | 0 | 0 | 0 | 0 | 0 | 0 | 0 | 0 | 0 | 0 | 0 | 0 | 0 | 0 | 0 | 0 | 0 | 0 | 0 | 0 | 0 | 0 | 0 | 0 | 0 | 0 | 0 | 131
Parameter | Parameter | =(1400*C22*1000)/10^6 | Parameter | =C3*C4 | =C7/(C6) | =IF(C36=0,C7*C10,C7*C10*C13) | Parameter | Parameter | Parameter | Parameter | Parameter | =C16/C8 | =C9*C17 | Parameter | Parameter | Parameter | =C8+C84+C100 | =C20*C19 | =C16-C20 | =365*24*C14 | =C22*C23 | =C26/(1-C27) | =C4*C14*365*24*3600 | Parameter | =C29+C37+C40+C48 | =C30*(C33*C34)/(1000)+C35 | Parameter | Parameter | Parameter | Parameter | Parameter | Parameter | Parameter | =C36*(C38) | Parameter | Parameter | =C39*(C41+C42) | =0.04+(C31*C32)/(1000) | Parameter | Parameter | Parameter | Parameter | #N/A | =C45+C25*(C28) | Parameter | Parameter | Parameter | Parameter | Parameter | Parameter | Parameter | =(C54+C53)/10^6 | =C4*((C14*24)*3600)*C51 | Parameter | Parameter | Parameter | Parameter | =ROUNDDOWN(C60/C64,0)*C58+C57*C3*C4*ROUNDDOWN(C60/C66,0)+C59+C87*10^6*ROUNDDOWN(C60/C65,0)+C63*C60 | Parameter | =C62*1000*C24 | Parameter | Parameter | Parameter | Parameter | Parameter | Parameter | Parameter | Parameter | Parameter | Parameter | Parameter | =(C67+C68+C69+C70+C71+C72+C74+C73) | Parameter | Parameter | =C77+C75 | Parameter | =C79*C75 | Parameter | Parameter | Parameter | =32*(C9/2605) | Parameter | Parameter | =(C85*C86*C83)/10^6 | =C9*10^6/C81/C82 | Parameter | Parameter | Parameter | Parameter | =C91*C92 | =C93*7.6*7*52.18 | Parameter | Parameter | Parameter | Parameter | Parameter | Parameter | =PI()*C97*(C96^2-(C96-C98)^2)*C99 | Parameter | =(90.69*C101 + C95 + 13.04*C102*112.32)/10^6 | 0 | 0 | 0 | 0 | 0 | 0 | 0 | 0 | 0 | 0 | 0 | 0 | 0 | 0 | 0 | 0 | 0 | 0 | 0 | 0 | 0 | 0 | 0 | 0 | 0 | 0 | 0 | 0 | 0 | 0 | 0 | 0 | 0 | 0 | 0 | 0 | 0 | 0 | 0 | 0 | 0 | 0 | 0 | 0 | 0 | 0 | 0 | 0 | 0 | 130
Parameter | Parameter | =(1400*C22*1000)/10^6 | Parameter | =C3*C4 | =C7/(C6) | =IF(C36=0,C7*C10,C7*C10*C13) | Parameter | Parameter | Parameter | Parameter | Parameter | =C16/C8 | =C9*C17 | Parameter | Parameter | Parameter | =C8+C84+C100 | =C20*C19 | =C16-C20 | =365*24*C14 | =C22*C23 | =C26/(1-C27) | =C4*C14*365*24*3600 | Parameter | =C29+C37+C40+C48 | =C30*(C33*C34)/(1000)+C35 | Parameter | Parameter | Parameter | Parameter | Parameter | Parameter | Parameter | =C36*(C38) | Parameter | Parameter | =C39*(C41+C42) | =0.04+(C31*C32)/(1000) | Parameter | Parameter | Parameter | Parameter | #N/A | =C45+C25*(C28) | Parameter | Parameter | Parameter | Parameter | Parameter | Parameter | Parameter | =(C54+C53)/10^6 | =C4*((C14*24)*3600)*C51 | Parameter | Parameter | Parameter | Parameter | =ROUNDDOWN(C60/C64,0)*C58+C57*C3*C4*ROUNDDOWN(C60/C66,0)+C59+C87*10^6*ROUNDDOWN(C60/C65,0)+C63*C60 | Parameter | =C62*1000*C24 | Parameter | Parameter | Parameter | Parameter | Parameter | Parameter | Parameter | Parameter | Parameter | Parameter | Parameter | =(C67+C68+C69+C70+C71+C72+C74+C73) | Parameter | Parameter | =C77+C75 | Parameter | =C79*C75 | Parameter | Parameter | Parameter | =32*(C9/2605) | Parameter | Parameter | =(C85*C86*C83)/10^6 | =C9*10^6/C81/C82 | Parameter | Parameter | Parameter | Parameter | =C91*C92 | =C93*7.6*7*52.18 | Parameter | Parameter | Parameter | Parameter | Parameter | Parameter | =PI()*C97*(C96^2-(C96-C98)^2)*C99 | Parameter | =(90.69*C101 + C95 + 13.04*C102*112.32)/10^6 | 0 | 0 | 0 | 0 | 0 | 0 | 0 | 0 | 0 | 0 | 0 | 0 | 0 | 0 | 0 | 0 | 0 | 0 | 0 | 0 | 0 | 0 | 0 | 0 | 0 | 0 | 0 | 0 | 0 | 0 | 0 | 0 | 0 | 0 | 0 | 0 | 0 | 0 | 0 | 0 | 0 | 0 | 0 | 0 | 0 | 0 | 0 | 0 | 0 | 129
Parameter | Parameter | =(1400*C22*1000)/10^6 | Parameter | =C3*C4 | =C7/(C6) | =IF(C36=0,C7*C10,C7*C10*C13) | Parameter | Parameter | Parameter | Parameter | Parameter | =C16/C8 | =C9*C17 | Parameter | Parameter | Parameter | =C8+C84+C100 | =C20*C19 | =C16-C20 | =365*24*C14 | =C22*C23 | =C26/(1-C27) | =C4*C14*365*24*3600 | Parameter | =C29+C37+C40+C48 | =C30*(C33*C34)/(1000)+C35 | Parameter | Parameter | Parameter | Parameter | Parameter | Parameter | Parameter | =C36*(C38) | Parameter | Parameter | =C39*(C41+C42) | =0.04+(C31*C32)/(1000) | Parameter | Parameter | Parameter | Parameter | #N/A | =C45+C25*(C28) | Parameter | Parameter | Parameter | Parameter | Parameter | Parameter | Parameter | =(C54+C53)/10^6 | =C4*((C14*24)*3600)*C51 | Parameter | Parameter | Parameter | Parameter | =ROUNDDOWN(C60/C64,0)*C58+C57*C3*C4*ROUNDDOWN(C60/C66,0)+C59+C87*10^6*ROUNDDOWN(C60/C65,0)+C63*C60 | Parameter | =C62*1000*C24 | Parameter | Parameter | Parameter | Parameter | Parameter | Parameter | Parameter | Parameter | Parameter | Parameter | Parameter | =(C67+C68+C69+C70+C71+C72+C74+C73) | Parameter | Parameter | =C77+C75 | Parameter | =C79*C75 | Parameter | Parameter | Parameter | =32*(C9/2605) | Parameter | Parameter | =(C85*C86*C83)/10^6 | =C9*10^6/C81/C82 | Parameter | Parameter | Parameter | Parameter | =C91*C92 | =C93*7.6*7*52.18 | Parameter | Parameter | Parameter | Parameter | Parameter | Parameter | =PI()*C97*(C96^2-(C96-C98)^2)*C99 | Parameter | =(90.69*C101 + C95 + 13.04*C102*112.32)/10^6 | 0 | 0 | 0 | 0 | 0 | 0 | 0 | 0 | 0 | 0 | 0 | 0 | 0 | 0 | 0 | 0 | 0 | 0 | 0 | 0 | 0 | 0 | 0 | 0 | 0 | 0 | 0 | 0 | 0 | 0 | 0 | 0 | 0 | 0 | 0 | 0 | 0 | 0 | 0 | 0 | 0 | 0 | 0 | 0 | 0 | 0 | 0 | 0 | 0 | 128
Parameter | Parameter | =(1400*C22*1000)/10^6 | Parameter | =C3*C4 | =C7/(C6) | =IF(C36=0,C7*C10,C7*C10*C13) | Parameter | Parameter | Parameter | Parameter | Parameter | =C16/C8 | =C9*C17 | Parameter | Parameter | Parameter | =C8+C84+C100 | =C20*C19 | =C16-C20 | =365*24*C14 | =C22*C23 | =C26/(1-C27) | =C4*C14*365*24*3600 | Parameter | =C29+C37+C40+C48 | =C30*(C33*C34)/(1000)+C35 | Parameter | Parameter | Parameter | Parameter | Parameter | Parameter | Parameter | =C36*(C38) | Parameter | Parameter | =C39*(C41+C42) | =0.04+(C31*C32)/(1000) | Parameter | Parameter | Parameter | Parameter | #N/A | =C45+C25*(C28) | Parameter | Parameter | Parameter | Parameter | Parameter | Parameter | Parameter | =(C54+C53)/10^6 | =C4*((C14*24)*3600)*C51 | Parameter | Parameter | Parameter | Parameter | =ROUNDDOWN(C60/C64,0)*C58+C57*C3*C4*ROUNDDOWN(C60/C66,0)+C59+C87*10^6*ROUNDDOWN(C60/C65,0)+C63*C60 | Parameter | =C62*1000*C24 | Parameter | Parameter | Parameter | Parameter | Parameter | Parameter | Parameter | Parameter | Parameter | Parameter | Parameter | =(C67+C68+C69+C70+C71+C72+C74+C73) | Parameter | Parameter | =C77+C75 | Parameter | =C79*C75 | Parameter | Parameter | Parameter | =32*(C9/2605) | Parameter | Parameter | =(C85*C86*C83)/10^6 | =C9*10^6/C81/C82 | Parameter | Parameter | Parameter | Parameter | =C91*C92 | =C93*7.6*7*52.18 | Parameter | Parameter | Parameter | Parameter | Parameter | Parameter | =PI()*C97*(C96^2-(C96-C98)^2)*C99 | Parameter | =(90.69*C101 + C95 + 13.04*C102*112.32)/10^6 | 0 | 0 | 0 | 0 | 0 | 0 | 0 | 0 | 0 | 0 | 0 | 0 | 0 | 0 | 0 | 0 | 0 | 0 | 0 | 0 | 0 | 0 | 0 | 0 | 0 | 0 | 0 | 0 | 0 | 0 | 0 | 0 | 0 | 0 | 0 | 0 | 0 | 0 | 0 | 0 | 0 | 0 | 0 | 0 | 0 | 0 | 0 | 0 | 0 | 127
Parameter | Parameter | =(1400*C22*1000)/10^6 | Parameter | =C3*C4 | =C7/(C6) | =IF(C36=0,C7*C10,C7*C10*C13) | Parameter | Parameter | Parameter | Parameter | Parameter | =C16/C8 | =C9*C17 | Parameter | Parameter | Parameter | =C8+C84+C100 | =C20*C19 | =C16-C20 | =365*24*C14 | =C22*C23 | =C26/(1-C27) | =C4*C14*365*24*3600 | Parameter | =C29+C37+C40+C48 | =C30*(C33*C34)/(1000)+C35 | Parameter | Parameter | Parameter | Parameter | Parameter | Parameter | Parameter | =C36*(C38) | Parameter | Parameter | =C39*(C41+C42) | =0.04+(C31*C32)/(1000) | Parameter | Parameter | Parameter | Parameter | #N/A | =C45+C25*(C28) | Parameter | Parameter | Parameter | Parameter | Parameter | Parameter | Parameter | =(C54+C53)/10^6 | =C4*((C14*24)*3600)*C51 | Parameter | Parameter | Parameter | Parameter | =ROUNDDOWN(C60/C64,0)*C58+C57*C3*C4*ROUNDDOWN(C60/C66,0)+C59+C87*10^6*ROUNDDOWN(C60/C65,0)+C63*C60 | Parameter | =C62*1000*C24 | Parameter | Parameter | Parameter | Parameter | Parameter | Parameter | Parameter | Parameter | Parameter | Parameter | Parameter | =(C67+C68+C69+C70+C71+C72+C74+C73) | Parameter | Parameter | =C77+C75 | Parameter | =C79*C75 | Parameter | Parameter | Parameter | =32*(C9/2605) | Parameter | Parameter | =(C85*C86*C83)/10^6 | =C9*10^6/C81/C82 | Parameter | Parameter | Parameter | Parameter | =C91*C92 | =C93*7.6*7*52.18 | Parameter | Parameter | Parameter | Parameter | Parameter | Parameter | =PI()*C97*(C96^2-(C96-C98)^2)*C99 | Parameter | =(90.69*C101 + C95 + 13.04*C102*112.32)/10^6 | 0 | 0 | 0 | 0 | 0 | 0 | 0 | 0 | 0 | 0 | 0 | 0 | 0 | 0 | 0 | 0 | 0 | 0 | 0 | 0 | 0 | 0 | 0 | 0 | 0 | 0 | 0 | 0 | 0 | 0 | 0 | 0 | 0 | 0 | 0 | 0 | 0 | 0 | 0 | 0 | 0 | 0 | 0 | 0 | 0 | 0 | 0 | 0 | 0 | 126
Parameter | Parameter | =(1400*C22*1000)/10^6 | Parameter | =C3*C4 | =C7/(C6) | =IF(C36=0,C7*C10,C7*C10*C13) | Parameter | Parameter | Parameter | Parameter | Parameter | =C16/C8 | =C9*C17 | Parameter | Parameter | Parameter | =C8+C84+C100 | =C20*C19 | =C16-C20 | =365*24*C14 | =C22*C23 | =C26/(1-C27) | =C4*C14*365*24*3600 | Parameter | =C29+C37+C40+C48 | =C30*(C33*C34)/(1000)+C35 | Parameter | Parameter | Parameter | Parameter | Parameter | Parameter | Parameter | =C36*(C38) | Parameter | Parameter | =C39*(C41+C42) | =0.04+(C31*C32)/(1000) | Parameter | Parameter | Parameter | Parameter | #N/A | =C45+C25*(C28) | Parameter | Parameter | Parameter | Parameter | Parameter | Parameter | Parameter | =(C54+C53)/10^6 | =C4*((C14*24)*3600)*C51 | Parameter | Parameter | Parameter | Parameter | =ROUNDDOWN(C60/C64,0)*C58+C57*C3*C4*ROUNDDOWN(C60/C66,0)+C59+C87*10^6*ROUNDDOWN(C60/C65,0)+C63*C60 | Parameter | =C62*1000*C24 | Parameter | Parameter | Parameter | Parameter | Parameter | Parameter | Parameter | Parameter | Parameter | Parameter | Parameter | =(C67+C68+C69+C70+C71+C72+C74+C73) | Parameter | Parameter | =C77+C75 | Parameter | =C79*C75 | Parameter | Parameter | Parameter | =32*(C9/2605) | Parameter | Parameter | =(C85*C86*C83)/10^6 | =C9*10^6/C81/C82 | Parameter | Parameter | Parameter | Parameter | =C91*C92 | =C93*7.6*7*52.18 | Parameter | Parameter | Parameter | Parameter | Parameter | Parameter | =PI()*C97*(C96^2-(C96-C98)^2)*C99 | Parameter | =(90.69*C101 + C95 + 13.04*C102*112.32)/10^6 | 0 | 0 | 0 | 0 | 0 | 0 | 0 | 0 | 0 | 0 | 0 | 0 | 0 | 0 | 0 | 0 | 0 | 0 | 0 | 0 | 0 | 0 | 0 | 0 | 0 | 0 | 0 | 0 | 0 | 0 | 0 | 0 | 0 | 0 | 0 | 0 | 0 | 0 | 0 | 0 | 0 | 0 | 0 | 0 | 0 | 0 | 0 | 0 | 0 | 125
Parameter | Parameter | =(1400*C22*1000)/10^6 | Parameter | =C3*C4 | =C7/(C6) | =IF(C36=0,C7*C10,C7*C10*C13) | Parameter | Parameter | Parameter | Parameter | Parameter | =C16/C8 | =C9*C17 | Parameter | Parameter | Parameter | =C8+C84+C100 | =C20*C19 | =C16-C20 | =365*24*C14 | =C22*C23 | =C26/(1-C27) | =C4*C14*365*24*3600 | Parameter | =C29+C37+C40+C48 | =C30*(C33*C34)/(1000)+C35 | Parameter | Parameter | Parameter | Parameter | Parameter | Parameter | Parameter | =C36*(C38) | Parameter | Parameter | =C39*(C41+C42) | =0.04+(C31*C32)/(1000) | Parameter | Parameter | Parameter | Parameter | #N/A | =C45+C25*(C28) | Parameter | Parameter | Parameter | Parameter | Parameter | Parameter | Parameter | =(C54+C53)/10^6 | =C4*((C14*24)*3600)*C51 | Parameter | Parameter | Parameter | Parameter | =ROUNDDOWN(C60/C64,0)*C58+C57*C3*C4*ROUNDDOWN(C60/C66,0)+C59+C87*10^6*ROUNDDOWN(C60/C65,0)+C63*C60 | Parameter | =C62*1000*C24 | Parameter | Parameter | Parameter | Parameter | Parameter | Parameter | Parameter | Parameter | Parameter | Parameter | Parameter | =(C67+C68+C69+C70+C71+C72+C74+C73) | Parameter | Parameter | =C77+C75 | Parameter | =C79*C75 | Parameter | Parameter | Parameter | =32*(C9/2605) | Parameter | Parameter | =(C85*C86*C83)/10^6 | =C9*10^6/C81/C82 | Parameter | Parameter | Parameter | Parameter | =C91*C92 | =C93*7.6*7*52.18 | Parameter | Parameter | Parameter | Parameter | Parameter | Parameter | =PI()*C97*(C96^2-(C96-C98)^2)*C99 | Parameter | =(90.69*C101 + C95 + 13.04*C102*112.32)/10^6 | 0 | 0 | 0 | 0 | 0 | 0 | 0 | 0 | 0 | 0 | 0 | 0 | 0 | 0 | 0 | 0 | 0 | 0 | 0 | 0 | 0 | 0 | 0 | 0 | 0 | 0 | 0 | 0 | 0 | 0 | 0 | 0 | 0 | 0 | 0 | 0 | 0 | 0 | 0 | 0 | 0 | 0 | 0 | 0 | 0 | 0 | 0 | 0 | 0 | 124
Parameter | Parameter | =(1400*C22*1000)/10^6 | Parameter | =C3*C4 | =C7/(C6) | =IF(C36=0,C7*C10,C7*C10*C13) | Parameter | Parameter | Parameter | Parameter | Parameter | =C16/C8 | =C9*C17 | Parameter | Parameter | Parameter | =C8+C84+C100 | =C20*C19 | =C16-C20 | =365*24*C14 | =C22*C23 | =C26/(1-C27) | =C4*C14*365*24*3600 | Parameter | =C29+C37+C40+C48 | =C30*(C33*C34)/(1000)+C35 | Parameter | Parameter | Parameter | Parameter | Parameter | Parameter | Parameter | =C36*(C38) | Parameter | Parameter | =C39*(C41+C42) | =0.04+(C31*C32)/(1000) | Parameter | Parameter | Parameter | Parameter | #N/A | =C45+C25*(C28) | Parameter | Parameter | Parameter | Parameter | Parameter | Parameter | Parameter | =(C54+C53)/10^6 | =C4*((C14*24)*3600)*C51 | Parameter | Parameter | Parameter | Parameter | =ROUNDDOWN(C60/C64,0)*C58+C57*C3*C4*ROUNDDOWN(C60/C66,0)+C59+C87*10^6*ROUNDDOWN(C60/C65,0)+C63*C60 | Parameter | =C62*1000*C24 | Parameter | Parameter | Parameter | Parameter | Parameter | Parameter | Parameter | Parameter | Parameter | Parameter | Parameter | =(C67+C68+C69+C70+C71+C72+C74+C73) | Parameter | Parameter | =C77+C75 | Parameter | =C79*C75 | Parameter | Parameter | Parameter | =32*(C9/2605) | Parameter | Parameter | =(C85*C86*C83)/10^6 | =C9*10^6/C81/C82 | Parameter | Parameter | Parameter | Parameter | =C91*C92 | =C93*7.6*7*52.18 | Parameter | Parameter | Parameter | Parameter | Parameter | Parameter | =PI()*C97*(C96^2-(C96-C98)^2)*C99 | Parameter | =(90.69*C101 + C95 + 13.04*C102*112.32)/10^6 | 0 | 0 | 0 | 0 | 0 | 0 | 0 | 0 | 0 | 0 | 0 | 0 | 0 | 0 | 0 | 0 | 0 | 0 | 0 | 0 | 0 | 0 | 0 | 0 | 0 | 0 | 0 | 0 | 0 | 0 | 0 | 0 | 0 | 0 | 0 | 0 | 0 | 0 | 0 | 0 | 0 | 0 | 0 | 0 | 0 | 0 | 0 | 0 | 0 | 123
Parameter | Parameter | =(1400*C22*1000)/10^6 | Parameter | =C3*C4 | =C7/(C6) | =IF(C36=0,C7*C10,C7*C10*C13) | Parameter | Parameter | Parameter | Parameter | Parameter | =C16/C8 | =C9*C17 | Parameter | Parameter | Parameter | =C8+C84+C100 | =C20*C19 | =C16-C20 | =365*24*C14 | =C22*C23 | =C26/(1-C27) | =C4*C14*365*24*3600 | Parameter | =C29+C37+C40+C48 | =C30*(C33*C34)/(1000)+C35 | Parameter | Parameter | Parameter | Parameter | Parameter | Parameter | Parameter | =C36*(C38) | Parameter | Parameter | =C39*(C41+C42) | =0.04+(C31*C32)/(1000) | Parameter | Parameter | Parameter | Parameter | #N/A | =C45+C25*(C28) | Parameter | Parameter | Parameter | Parameter | Parameter | Parameter | Parameter | =(C54+C53)/10^6 | =C4*((C14*24)*3600)*C51 | Parameter | Parameter | Parameter | Parameter | =ROUNDDOWN(C60/C64,0)*C58+C57*C3*C4*ROUNDDOWN(C60/C66,0)+C59+C87*10^6*ROUNDDOWN(C60/C65,0)+C63*C60 | Parameter | =C62*1000*C24 | Parameter | Parameter | Parameter | Parameter | Parameter | Parameter | Parameter | Parameter | Parameter | Parameter | Parameter | =(C67+C68+C69+C70+C71+C72+C74+C73) | Parameter | Parameter | =C77+C75 | Parameter | =C79*C75 | Parameter | Parameter | Parameter | =32*(C9/2605) | Parameter | Parameter | =(C85*C86*C83)/10^6 | =C9*10^6/C81/C82 | Parameter | Parameter | Parameter | Parameter | =C91*C92 | =C93*7.6*7*52.18 | Parameter | Parameter | Parameter | Parameter | Parameter | Parameter | =PI()*C97*(C96^2-(C96-C98)^2)*C99 | Parameter | =(90.69*C101 + C95 + 13.04*C102*112.32)/10^6 | 0 | 0 | 0 | 0 | 0 | 0 | 0 | 0 | 0 | 0 | 0 | 0 | 0 | 0 | 0 | 0 | 0 | 0 | 0 | 0 | 0 | 0 | 0 | 0 | 0 | 0 | 0 | 0 | 0 | 0 | 0 | 0 | 0 | 0 | 0 | 0 | 0 | 0 | 0 | 0 | 0 | 0 | 0 | 0 | 0 | 0 | 0 | 0 | 0 | 122
Parameter | Parameter | =(1400*C22*1000)/10^6 | Parameter | =C3*C4 | =C7/(C6) | =IF(C36=0,C7*C10,C7*C10*C13) | Parameter | Parameter | Parameter | Parameter | Parameter | =C16/C8 | =C9*C17 | Parameter | Parameter | Parameter | =C8+C84+C100 | =C20*C19 | =C16-C20 | =365*24*C14 | =C22*C23 | =C26/(1-C27) | =C4*C14*365*24*3600 | Parameter | =C29+C37+C40+C48 | =C30*(C33*C34)/(1000)+C35 | Parameter | Parameter | Parameter | Parameter | Parameter | Parameter | Parameter | =C36*(C38) | Parameter | Parameter | =C39*(C41+C42) | =0.04+(C31*C32)/(1000) | Parameter | Parameter | Parameter | Parameter | #N/A | =C45+C25*(C28) | Parameter | Parameter | Parameter | Parameter | Parameter | Parameter | Parameter | =(C54+C53)/10^6 | =C4*((C14*24)*3600)*C51 | Parameter | Parameter | Parameter | Parameter | =ROUNDDOWN(C60/C64,0)*C58+C57*C3*C4*ROUNDDOWN(C60/C66,0)+C59+C87*10^6*ROUNDDOWN(C60/C65,0)+C63*C60 | Parameter | =C62*1000*C24 | Parameter | Parameter | Parameter | Parameter | Parameter | Parameter | Parameter | Parameter | Parameter | Parameter | Parameter | =(C67+C68+C69+C70+C71+C72+C74+C73) | Parameter | Parameter | =C77+C75 | Parameter | =C79*C75 | Parameter | Parameter | Parameter | =32*(C9/2605) | Parameter | Parameter | =(C85*C86*C83)/10^6 | =C9*10^6/C81/C82 | Parameter | Parameter | Parameter | Parameter | =C91*C92 | =C93*7.6*7*52.18 | Parameter | Parameter | Parameter | Parameter | Parameter | Parameter | =PI()*C97*(C96^2-(C96-C98)^2)*C99 | Parameter | =(90.69*C101 + C95 + 13.04*C102*112.32)/10^6 | 0 | 0 | 0 | 0 | 0 | 0 | 0 | 0 | 0 | 0 | 0 | 0 | 0 | 0 | 0 | 0 | 0 | 0 | 0 | 0 | 0 | 0 | 0 | 0 | 0 | 0 | 0 | 0 | 0 | 0 | 0 | 0 | 0 | 0 | 0 | 0 | 0 | 0 | 0 | 0 | 0 | 0 | 0 | 0 | 0 | 0 | 0 | 0 | 0 | 121
Parameter | Parameter | =(1400*C22*1000)/10^6 | Parameter | =C3*C4 | =C7/(C6) | =IF(C36=0,C7*C10,C7*C10*C13) | Parameter | Parameter | Parameter | Parameter | Parameter | =C16/C8 | =C9*C17 | Parameter | Parameter | Parameter | =C8+C84+C100 | =C20*C19 | =C16-C20 | =365*24*C14 | =C22*C23 | =C26/(1-C27) | =C4*C14*365*24*3600 | Parameter | =C29+C37+C40+C48 | =C30*(C33*C34)/(1000)+C35 | Parameter | Parameter | Parameter | Parameter | Parameter | Parameter | Parameter | =C36*(C38) | Parameter | Parameter | =C39*(C41+C42) | =0.04+(C31*C32)/(1000) | Parameter | Parameter | Parameter | Parameter | #N/A | =C45+C25*(C28) | Parameter | Parameter | Parameter | Parameter | Parameter | Parameter | Parameter | =(C54+C53)/10^6 | =C4*((C14*24)*3600)*C51 | Parameter | Parameter | Parameter | Parameter | =ROUNDDOWN(C60/C64,0)*C58+C57*C3*C4*ROUNDDOWN(C60/C66,0)+C59+C87*10^6*ROUNDDOWN(C60/C65,0)+C63*C60 | Parameter | =C62*1000*C24 | Parameter | Parameter | Parameter | Parameter | Parameter | Parameter | Parameter | Parameter | Parameter | Parameter | Parameter | =(C67+C68+C69+C70+C71+C72+C74+C73) | Parameter | Parameter | =C77+C75 | Parameter | =C79*C75 | Parameter | Parameter | Parameter | =32*(C9/2605) | Parameter | Parameter | =(C85*C86*C83)/10^6 | =C9*10^6/C81/C82 | Parameter | Parameter | Parameter | Parameter | =C91*C92 | =C93*7.6*7*52.18 | Parameter | Parameter | Parameter | Parameter | Parameter | Parameter | =PI()*C97*(C96^2-(C96-C98)^2)*C99 | Parameter | =(90.69*C101 + C95 + 13.04*C102*112.32)/10^6 | 0 | 0 | 0 | 0 | 0 | 0 | 0 | 0 | 0 | 0 | 0 | 0 | 0 | 0 | 0 | 0 | 0 | 0 | 0 | 0 | 0 | 0 | 0 | 0 | 0 | 0 | 0 | 0 | 0 | 0 | 0 | 0 | 0 | 0 | 0 | 0 | 0 | 0 | 0 | 0 | 0 | 0 | 0 | 0 | 0 | 0 | 0 | 0 | 0 | 120
Parameter | Parameter | =(1400*C22*1000)/10^6 | Parameter | =C3*C4 | =C7/(C6) | =IF(C36=0,C7*C10,C7*C10*C13) | Parameter | Parameter | Parameter | Parameter | Parameter | =C16/C8 | =C9*C17 | Parameter | Parameter | Parameter | =C8+C84+C100 | =C20*C19 | =C16-C20 | =365*24*C14 | =C22*C23 | =C26/(1-C27) | =C4*C14*365*24*3600 | Parameter | =C29+C37+C40+C48 | =C30*(C33*C34)/(1000)+C35 | Parameter | Parameter | Parameter | Parameter | Parameter | Parameter | Parameter | =C36*(C38) | Parameter | Parameter | =C39*(C41+C42) | =0.04+(C31*C32)/(1000) | Parameter | Parameter | Parameter | Parameter | #N/A | =C45+C25*(C28) | Parameter | Parameter | Parameter | Parameter | Parameter | Parameter | Parameter | =(C54+C53)/10^6 | =C4*((C14*24)*3600)*C51 | Parameter | Parameter | Parameter | Parameter | =ROUNDDOWN(C60/C64,0)*C58+C57*C3*C4*ROUNDDOWN(C60/C66,0)+C59+C87*10^6*ROUNDDOWN(C60/C65,0)+C63*C60 | Parameter | =C62*1000*C24 | Parameter | Parameter | Parameter | Parameter | Parameter | Parameter | Parameter | Parameter | Parameter | Parameter | Parameter | =(C67+C68+C69+C70+C71+C72+C74+C73) | Parameter | Parameter | =C77+C75 | Parameter | =C79*C75 | Parameter | Parameter | Parameter | =32*(C9/2605) | Parameter | Parameter | =(C85*C86*C83)/10^6 | =C9*10^6/C81/C82 | Parameter | Parameter | Parameter | Parameter | =C91*C92 | =C93*7.6*7*52.18 | Parameter | Parameter | Parameter | Parameter | Parameter | Parameter | =PI()*C97*(C96^2-(C96-C98)^2)*C99 | Parameter | =(90.69*C101 + C95 + 13.04*C102*112.32)/10^6 | 0 | 0 | 0 | 0 | 0 | 0 | 0 | 0 | 0 | 0 | 0 | 0 | 0 | 0 | 0 | 0 | 0 | 0 | 0 | 0 | 0 | 0 | 0 | 0 | 0 | 0 | 0 | 0 | 0 | 0 | 0 | 0 | 0 | 0 | 0 | 0 | 0 | 0 | 0 | 0 | 0 | 0 | 0 | 0 | 0 | 0 | 0 | 0 | 0 | 119
Parameter | Parameter | =(1400*C22*1000)/10^6 | Parameter | =C3*C4 | =C7/(C6) | =IF(C36=0,C7*C10,C7*C10*C13) | Parameter | Parameter | Parameter | Parameter | Parameter | =C16/C8 | =C9*C17 | Parameter | Parameter | Parameter | =C8+C84+C100 | =C20*C19 | =C16-C20 | =365*24*C14 | =C22*C23 | =C26/(1-C27) | =C4*C14*365*24*3600 | Parameter | =C29+C37+C40+C48 | =C30*(C33*C34)/(1000)+C35 | Parameter | Parameter | Parameter | Parameter | Parameter | Parameter | Parameter | =C36*(C38) | Parameter | Parameter | =C39*(C41+C42) | =0.04+(C31*C32)/(1000) | Parameter | Parameter | Parameter | Parameter | #N/A | =C45+C25*(C28) | Parameter | Parameter | Parameter | Parameter | Parameter | Parameter | Parameter | =(C54+C53)/10^6 | =C4*((C14*24)*3600)*C51 | Parameter | Parameter | Parameter | Parameter | =ROUNDDOWN(C60/C64,0)*C58+C57*C3*C4*ROUNDDOWN(C60/C66,0)+C59+C87*10^6*ROUNDDOWN(C60/C65,0)+C63*C60 | Parameter | =C62*1000*C24 | Parameter | Parameter | Parameter | Parameter | Parameter | Parameter | Parameter | Parameter | Parameter | Parameter | Parameter | =(C67+C68+C69+C70+C71+C72+C74+C73) | Parameter | Parameter | =C77+C75 | Parameter | =C79*C75 | Parameter | Parameter | Parameter | =32*(C9/2605) | Parameter | Parameter | =(C85*C86*C83)/10^6 | =C9*10^6/C81/C82 | Parameter | Parameter | Parameter | Parameter | =C91*C92 | =C93*7.6*7*52.18 | Parameter | Parameter | Parameter | Parameter | Parameter | Parameter | =PI()*C97*(C96^2-(C96-C98)^2)*C99 | Parameter | =(90.69*C101 + C95 + 13.04*C102*112.32)/10^6 | 0 | 0 | 0 | 0 | 0 | 0 | 0 | 0 | 0 | 0 | 0 | 0 | 0 | 0 | 0 | 0 | 0 | 0 | 0 | 0 | 0 | 0 | 0 | 0 | 0 | 0 | 0 | 0 | 0 | 0 | 0 | 0 | 0 | 0 | 0 | 0 | 0 | 0 | 0 | 0 | 0 | 0 | 0 | 0 | 0 | 0 | 0 | 0 | 0 | 118
Parameter | Parameter | =(1400*C22*1000)/10^6 | Parameter | =C3*C4 | =C7/(C6) | =IF(C36=0,C7*C10,C7*C10*C13) | Parameter | Parameter | Parameter | Parameter | Parameter | =C16/C8 | =C9*C17 | Parameter | Parameter | Parameter | =C8+C84+C100 | =C20*C19 | =C16-C20 | =365*24*C14 | =C22*C23 | =C26/(1-C27) | =C4*C14*365*24*3600 | Parameter | =C29+C37+C40+C48 | =C30*(C33*C34)/(1000)+C35 | Parameter | Parameter | Parameter | Parameter | Parameter | Parameter | Parameter | =C36*(C38) | Parameter | Parameter | =C39*(C41+C42) | =0.04+(C31*C32)/(1000) | Parameter | Parameter | Parameter | Parameter | #N/A | =C45+C25*(C28) | Parameter | Parameter | Parameter | Parameter | Parameter | Parameter | Parameter | =(C54+C53)/10^6 | =C4*((C14*24)*3600)*C51 | Parameter | Parameter | Parameter | Parameter | =ROUNDDOWN(C60/C64,0)*C58+C57*C3*C4*ROUNDDOWN(C60/C66,0)+C59+C87*10^6*ROUNDDOWN(C60/C65,0)+C63*C60 | Parameter | =C62*1000*C24 | Parameter | Parameter | Parameter | Parameter | Parameter | Parameter | Parameter | Parameter | Parameter | Parameter | Parameter | =(C67+C68+C69+C70+C71+C72+C74+C73) | Parameter | Parameter | =C77+C75 | Parameter | =C79*C75 | Parameter | Parameter | Parameter | =32*(C9/2605) | Parameter | Parameter | =(C85*C86*C83)/10^6 | =C9*10^6/C81/C82 | Parameter | Parameter | Parameter | Parameter | =C91*C92 | =C93*7.6*7*52.18 | Parameter | Parameter | Parameter | Parameter | Parameter | Parameter | =PI()*C97*(C96^2-(C96-C98)^2)*C99 | Parameter | =(90.69*C101 + C95 + 13.04*C102*112.32)/10^6 | 0 | 0 | 0 | 0 | 0 | 0 | 0 | 0 | 0 | 0 | 0 | 0 | 0 | 0 | 0 | 0 | 0 | 0 | 0 | 0 | 0 | 0 | 0 | 0 | 0 | 0 | 0 | 0 | 0 | 0 | 0 | 0 | 0 | 0 | 0 | 0 | 0 | 0 | 0 | 0 | 0 | 0 | 0 | 0 | 0 | 0 | 0 | 0 | 0 | 117
Parameter | Parameter | =(1400*C22*1000)/10^6 | Parameter | =C3*C4 | =C7/(C6) | =IF(C36=0,C7*C10,C7*C10*C13) | Parameter | Parameter | Parameter | Parameter | Parameter | =C16/C8 | =C9*C17 | Parameter | Parameter | Parameter | =C8+C84+C100 | =C20*C19 | =C16-C20 | =365*24*C14 | =C22*C23 | =C26/(1-C27) | =C4*C14*365*24*3600 | Parameter | =C29+C37+C40+C48 | =C30*(C33*C34)/(1000)+C35 | Parameter | Parameter | Parameter | Parameter | Parameter | Parameter | Parameter | =C36*(C38) | Parameter | Parameter | =C39*(C41+C42) | =0.04+(C31*C32)/(1000) | Parameter | Parameter | Parameter | Parameter | #N/A | =C45+C25*(C28) | Parameter | Parameter | Parameter | Parameter | Parameter | Parameter | Parameter | =(C54+C53)/10^6 | =C4*((C14*24)*3600)*C51 | Parameter | Parameter | Parameter | Parameter | =ROUNDDOWN(C60/C64,0)*C58+C57*C3*C4*ROUNDDOWN(C60/C66,0)+C59+C87*10^6*ROUNDDOWN(C60/C65,0)+C63*C60 | Parameter | =C62*1000*C24 | Parameter | Parameter | Parameter | Parameter | Parameter | Parameter | Parameter | Parameter | Parameter | Parameter | Parameter | =(C67+C68+C69+C70+C71+C72+C74+C73) | Parameter | Parameter | =C77+C75 | Parameter | =C79*C75 | Parameter | Parameter | Parameter | =32*(C9/2605) | Parameter | Parameter | =(C85*C86*C83)/10^6 | =C9*10^6/C81/C82 | Parameter | Parameter | Parameter | Parameter | =C91*C92 | =C93*7.6*7*52.18 | Parameter | Parameter | Parameter | Parameter | Parameter | Parameter | =PI()*C97*(C96^2-(C96-C98)^2)*C99 | Parameter | =(90.69*C101 + C95 + 13.04*C102*112.32)/10^6 | 0 | 0 | 0 | 0 | 0 | 0 | 0 | 0 | 0 | 0 | 0 | 0 | 0 | 0 | 0 | 0 | 0 | 0 | 0 | 0 | 0 | 0 | 0 | 0 | 0 | 0 | 0 | 0 | 0 | 0 | 0 | 0 | 0 | 0 | 0 | 0 | 0 | 0 | 0 | 0 | 0 | 0 | 0 | 0 | 0 | 0 | 0 | 0 | 0 | 116
Parameter | Parameter | =(1400*C22*1000)/10^6 | Parameter | =C3*C4 | =C7/(C6) | =IF(C36=0,C7*C10,C7*C10*C13) | Parameter | Parameter | Parameter | Parameter | Parameter | =C16/C8 | =C9*C17 | Parameter | Parameter | Parameter | =C8+C84+C100 | =C20*C19 | =C16-C20 | =365*24*C14 | =C22*C23 | =C26/(1-C27) | =C4*C14*365*24*3600 | Parameter | =C29+C37+C40+C48 | =C30*(C33*C34)/(1000)+C35 | Parameter | Parameter | Parameter | Parameter | Parameter | Parameter | Parameter | =C36*(C38) | Parameter | Parameter | =C39*(C41+C42) | =0.04+(C31*C32)/(1000) | Parameter | Parameter | Parameter | Parameter | #N/A | =C45+C25*(C28) | Parameter | Parameter | Parameter | Parameter | Parameter | Parameter | Parameter | =(C54+C53)/10^6 | =C4*((C14*24)*3600)*C51 | Parameter | Parameter | Parameter | Parameter | =ROUNDDOWN(C60/C64,0)*C58+C57*C3*C4*ROUNDDOWN(C60/C66,0)+C59+C87*10^6*ROUNDDOWN(C60/C65,0)+C63*C60 | Parameter | =C62*1000*C24 | Parameter | Parameter | Parameter | Parameter | Parameter | Parameter | Parameter | Parameter | Parameter | Parameter | Parameter | =(C67+C68+C69+C70+C71+C72+C74+C73) | Parameter | Parameter | =C77+C75 | Parameter | =C79*C75 | Parameter | Parameter | Parameter | =32*(C9/2605) | Parameter | Parameter | =(C85*C86*C83)/10^6 | =C9*10^6/C81/C82 | Parameter | Parameter | Parameter | Parameter | =C91*C92 | =C93*7.6*7*52.18 | Parameter | Parameter | Parameter | Parameter | Parameter | Parameter | =PI()*C97*(C96^2-(C96-C98)^2)*C99 | Parameter | =(90.69*C101 + C95 + 13.04*C102*112.32)/10^6 | 0 | 0 | 0 | 0 | 0 | 0 | 0 | 0 | 0 | 0 | 0 | 0 | 0 | 0 | 0 | 0 | 0 | 0 | 0 | 0 | 0 | 0 | 0 | 0 | 0 | 0 | 0 | 0 | 0 | 0 | 0 | 0 | 0 | 0 | 0 | 0 | 0 | 0 | 0 | 0 | 0 | 0 | 0 | 0 | 0 | 0 | 0 | 0 | 0 | 115
Parameter | Parameter | =(1400*C22*1000)/10^6 | Parameter | =C3*C4 | =C7/(C6) | =IF(C36=0,C7*C10,C7*C10*C13) | Parameter | Parameter | Parameter | Parameter | Parameter | =C16/C8 | =C9*C17 | Parameter | Parameter | Parameter | =C8+C84+C100 | =C20*C19 | =C16-C20 | =365*24*C14 | =C22*C23 | =C26/(1-C27) | =C4*C14*365*24*3600 | Parameter | =C29+C37+C40+C48 | =C30*(C33*C34)/(1000)+C35 | Parameter | Parameter | Parameter | Parameter | Parameter | Parameter | Parameter | =C36*(C38) | Parameter | Parameter | =C39*(C41+C42) | =0.04+(C31*C32)/(1000) | Parameter | Parameter | Parameter | Parameter | #N/A | =C45+C25*(C28) | Parameter | Parameter | Parameter | Parameter | Parameter | Parameter | Parameter | =(C54+C53)/10^6 | =C4*((C14*24)*3600)*C51 | Parameter | Parameter | Parameter | Parameter | =ROUNDDOWN(C60/C64,0)*C58+C57*C3*C4*ROUNDDOWN(C60/C66,0)+C59+C87*10^6*ROUNDDOWN(C60/C65,0)+C63*C60 | Parameter | =C62*1000*C24 | Parameter | Parameter | Parameter | Parameter | Parameter | Parameter | Parameter | Parameter | Parameter | Parameter | Parameter | =(C67+C68+C69+C70+C71+C72+C74+C73) | Parameter | Parameter | =C77+C75 | Parameter | =C79*C75 | Parameter | Parameter | Parameter | =32*(C9/2605) | Parameter | Parameter | =(C85*C86*C83)/10^6 | =C9*10^6/C81/C82 | Parameter | Parameter | Parameter | Parameter | =C91*C92 | =C93*7.6*7*52.18 | Parameter | Parameter | Parameter | Parameter | Parameter | Parameter | =PI()*C97*(C96^2-(C96-C98)^2)*C99 | Parameter | =(90.69*C101 + C95 + 13.04*C102*112.32)/10^6 | 0 | 0 | 0 | 0 | 0 | 0 | 0 | 0 | 0 | 0 | 0 | 0 | 0 | 0 | 0 | 0 | 0 | 0 | 0 | 0 | 0 | 0 | 0 | 0 | 0 | 0 | 0 | 0 | 0 | 0 | 0 | 0 | 0 | 0 | 0 | 0 | 0 | 0 | 0 | 0 | 0 | 0 | 0 | 0 | 0 | 0 | 0 | 0 | 0 | 114
Parameter | Parameter | =(1400*C22*1000)/10^6 | Parameter | =C3*C4 | =C7/(C6) | =IF(C36=0,C7*C10,C7*C10*C13) | Parameter | Parameter | Parameter | Parameter | Parameter | =C16/C8 | =C9*C17 | Parameter | Parameter | Parameter | =C8+C84+C100 | =C20*C19 | =C16-C20 | =365*24*C14 | =C22*C23 | =C26/(1-C27) | =C4*C14*365*24*3600 | Parameter | =C29+C37+C40+C48 | =C30*(C33*C34)/(1000)+C35 | Parameter | Parameter | Parameter | Parameter | Parameter | Parameter | Parameter | =C36*(C38) | Parameter | Parameter | =C39*(C41+C42) | =0.04+(C31*C32)/(1000) | Parameter | Parameter | Parameter | Parameter | #N/A | =C45+C25*(C28) | Parameter | Parameter | Parameter | Parameter | Parameter | Parameter | Parameter | =(C54+C53)/10^6 | =C4*((C14*24)*3600)*C51 | Parameter | Parameter | Parameter | Parameter | =ROUNDDOWN(C60/C64,0)*C58+C57*C3*C4*ROUNDDOWN(C60/C66,0)+C59+C87*10^6*ROUNDDOWN(C60/C65,0)+C63*C60 | Parameter | =C62*1000*C24 | Parameter | Parameter | Parameter | Parameter | Parameter | Parameter | Parameter | Parameter | Parameter | Parameter | Parameter | =(C67+C68+C69+C70+C71+C72+C74+C73) | Parameter | Parameter | =C77+C75 | Parameter | =C79*C75 | Parameter | Parameter | Parameter | =32*(C9/2605) | Parameter | Parameter | =(C85*C86*C83)/10^6 | =C9*10^6/C81/C82 | Parameter | Parameter | Parameter | Parameter | =C91*C92 | =C93*7.6*7*52.18 | Parameter | Parameter | Parameter | Parameter | Parameter | Parameter | =PI()*C97*(C96^2-(C96-C98)^2)*C99 | Parameter | =(90.69*C101 + C95 + 13.04*C102*112.32)/10^6 | 0 | 0 | 0 | 0 | 0 | 0 | 0 | 0 | 0 | 0 | 0 | 0 | 0 | 0 | 0 | 0 | 0 | 0 | 0 | 0 | 0 | 0 | 0 | 0 | 0 | 0 | 0 | 0 | 0 | 0 | 0 | 0 | 0 | 0 | 0 | 0 | 0 | 0 | 0 | 0 | 0 | 0 | 0 | 0 | 0 | 0 | 0 | 0 | 0 | 113
Parameter | Parameter | =(1400*C22*1000)/10^6 | Parameter | =C3*C4 | =C7/(C6) | =IF(C36=0,C7*C10,C7*C10*C13) | Parameter | Parameter | Parameter | Parameter | Parameter | =C16/C8 | =C9*C17 | Parameter | Parameter | Parameter | =C8+C84+C100 | =C20*C19 | =C16-C20 | =365*24*C14 | =C22*C23 | =C26/(1-C27) | =C4*C14*365*24*3600 | Parameter | =C29+C37+C40+C48 | =C30*(C33*C34)/(1000)+C35 | Parameter | Parameter | Parameter | Parameter | Parameter | Parameter | Parameter | =C36*(C38) | Parameter | Parameter | =C39*(C41+C42) | =0.04+(C31*C32)/(1000) | Parameter | Parameter | Parameter | Parameter | #N/A | =C45+C25*(C28) | Parameter | Parameter | Parameter | Parameter | Parameter | Parameter | Parameter | =(C54+C53)/10^6 | =C4*((C14*24)*3600)*C51 | Parameter | Parameter | Parameter | Parameter | =ROUNDDOWN(C60/C64,0)*C58+C57*C3*C4*ROUNDDOWN(C60/C66,0)+C59+C87*10^6*ROUNDDOWN(C60/C65,0)+C63*C60 | Parameter | =C62*1000*C24 | Parameter | Parameter | Parameter | Parameter | Parameter | Parameter | Parameter | Parameter | Parameter | Parameter | Parameter | =(C67+C68+C69+C70+C71+C72+C74+C73) | Parameter | Parameter | =C77+C75 | Parameter | =C79*C75 | Parameter | Parameter | Parameter | =32*(C9/2605) | Parameter | Parameter | =(C85*C86*C83)/10^6 | =C9*10^6/C81/C82 | Parameter | Parameter | Parameter | Parameter | =C91*C92 | =C93*7.6*7*52.18 | Parameter | Parameter | Parameter | Parameter | Parameter | Parameter | =PI()*C97*(C96^2-(C96-C98)^2)*C99 | Parameter | =(90.69*C101 + C95 + 13.04*C102*112.32)/10^6 | 0 | 0 | 0 | 0 | 0 | 0 | 0 | 0 | 0 | 0 | 0 | 0 | 0 | 0 | 0 | 0 | 0 | 0 | 0 | 0 | 0 | 0 | 0 | 0 | 0 | 0 | 0 | 0 | 0 | 0 | 0 | 0 | 0 | 0 | 0 | 0 | 0 | 0 | 0 | 0 | 0 | 0 | 0 | 0 | 0 | 0 | 0 | 0 | 0 | 112
Parameter | Parameter | =(1400*C22*1000)/10^6 | Parameter | =C3*C4 | =C7/(C6) | =IF(C36=0,C7*C10,C7*C10*C13) | Parameter | Parameter | Parameter | Parameter | Parameter | =C16/C8 | =C9*C17 | Parameter | Parameter | Parameter | =C8+C84+C100 | =C20*C19 | =C16-C20 | =365*24*C14 | =C22*C23 | =C26/(1-C27) | =C4*C14*365*24*3600 | Parameter | =C29+C37+C40+C48 | =C30*(C33*C34)/(1000)+C35 | Parameter | Parameter | Parameter | Parameter | Parameter | Parameter | Parameter | =C36*(C38) | Parameter | Parameter | =C39*(C41+C42) | =0.04+(C31*C32)/(1000) | Parameter | Parameter | Parameter | Parameter | #N/A | =C45+C25*(C28) | Parameter | Parameter | Parameter | Parameter | Parameter | Parameter | Parameter | =(C54+C53)/10^6 | =C4*((C14*24)*3600)*C51 | Parameter | Parameter | Parameter | Parameter | =ROUNDDOWN(C60/C64,0)*C58+C57*C3*C4*ROUNDDOWN(C60/C66,0)+C59+C87*10^6*ROUNDDOWN(C60/C65,0)+C63*C60 | Parameter | =C62*1000*C24 | Parameter | Parameter | Parameter | Parameter | Parameter | Parameter | Parameter | Parameter | Parameter | Parameter | Parameter | =(C67+C68+C69+C70+C71+C72+C74+C73) | Parameter | Parameter | =C77+C75 | Parameter | =C79*C75 | Parameter | Parameter | Parameter | =32*(C9/2605) | Parameter | Parameter | =(C85*C86*C83)/10^6 | =C9*10^6/C81/C82 | Parameter | Parameter | Parameter | Parameter | =C91*C92 | =C93*7.6*7*52.18 | Parameter | Parameter | Parameter | Parameter | Parameter | Parameter | =PI()*C97*(C96^2-(C96-C98)^2)*C99 | Parameter | =(90.69*C101 + C95 + 13.04*C102*112.32)/10^6 | 0 | 0 | 0 | 0 | 0 | 0 | 0 | 0 | 0 | 0 | 0 | 0 | 0 | 0 | 0 | 0 | 0 | 0 | 0 | 0 | 0 | 0 | 0 | 0 | 0 | 0 | 0 | 0 | 0 | 0 | 0 | 0 | 0 | 0 | 0 | 0 | 0 | 0 | 0 | 0 | 0 | 0 | 0 | 0 | 0 | 0 | 0 | 0 | 0 | 111
Parameter | Parameter | =(1400*C22*1000)/10^6 | Parameter | =C3*C4 | =C7/(C6) | =IF(C36=0,C7*C10,C7*C10*C13) | Parameter | Parameter | Parameter | Parameter | Parameter | =C16/C8 | =C9*C17 | Parameter | Parameter | Parameter | =C8+C84+C100 | =C20*C19 | =C16-C20 | =365*24*C14 | =C22*C23 | =C26/(1-C27) | =C4*C14*365*24*3600 | Parameter | =C29+C37+C40+C48 | =C30*(C33*C34)/(1000)+C35 | Parameter | Parameter | Parameter | Parameter | Parameter | Parameter | Parameter | =C36*(C38) | Parameter | Parameter | =C39*(C41+C42) | =0.04+(C31*C32)/(1000) | Parameter | Parameter | Parameter | Parameter | #N/A | =C45+C25*(C28) | Parameter | Parameter | Parameter | Parameter | Parameter | Parameter | Parameter | =(C54+C53)/10^6 | =C4*((C14*24)*3600)*C51 | Parameter | Parameter | Parameter | Parameter | =ROUNDDOWN(C60/C64,0)*C58+C57*C3*C4*ROUNDDOWN(C60/C66,0)+C59+C87*10^6*ROUNDDOWN(C60/C65,0)+C63*C60 | Parameter | =C62*1000*C24 | Parameter | Parameter | Parameter | Parameter | Parameter | Parameter | Parameter | Parameter | Parameter | Parameter | Parameter | =(C67+C68+C69+C70+C71+C72+C74+C73) | Parameter | Parameter | =C77+C75 | Parameter | =C79*C75 | Parameter | Parameter | Parameter | =32*(C9/2605) | Parameter | Parameter | =(C85*C86*C83)/10^6 | =C9*10^6/C81/C82 | Parameter | Parameter | Parameter | Parameter | =C91*C92 | =C93*7.6*7*52.18 | Parameter | Parameter | Parameter | Parameter | Parameter | Parameter | =PI()*C97*(C96^2-(C96-C98)^2)*C99 | Parameter | =(90.69*C101 + C95 + 13.04*C102*112.32)/10^6 | 0 | 0 | 0 | 0 | 0 | 0 | 0 | 0 | 0 | 0 | 0 | 0 | 0 | 0 | 0 | 0 | 0 | 0 | 0 | 0 | 0 | 0 | 0 | 0 | 0 | 0 | 0 | 0 | 0 | 0 | 0 | 0 | 0 | 0 | 0 | 0 | 0 | 0 | 0 | 0 | 0 | 0 | 0 | 0 | 0 | 0 | 0 | 0 | 0 | 110
Parameter | Parameter | =(1400*C22*1000)/10^6 | Parameter | =C3*C4 | =C7/(C6) | =IF(C36=0,C7*C10,C7*C10*C13) | Parameter | Parameter | Parameter | Parameter | Parameter | =C16/C8 | =C9*C17 | Parameter | Parameter | Parameter | =C8+C84+C100 | =C20*C19 | =C16-C20 | =365*24*C14 | =C22*C23 | =C26/(1-C27) | =C4*C14*365*24*3600 | Parameter | =C29+C37+C40+C48 | =C30*(C33*C34)/(1000)+C35 | Parameter | Parameter | Parameter | Parameter | Parameter | Parameter | Parameter | =C36*(C38) | Parameter | Parameter | =C39*(C41+C42) | =0.04+(C31*C32)/(1000) | Parameter | Parameter | Parameter | Parameter | #N/A | =C45+C25*(C28) | Parameter | Parameter | Parameter | Parameter | Parameter | Parameter | Parameter | =(C54+C53)/10^6 | =C4*((C14*24)*3600)*C51 | Parameter | Parameter | Parameter | Parameter | =ROUNDDOWN(C60/C64,0)*C58+C57*C3*C4*ROUNDDOWN(C60/C66,0)+C59+C87*10^6*ROUNDDOWN(C60/C65,0)+C63*C60 | Parameter | =C62*1000*C24 | Parameter | Parameter | Parameter | Parameter | Parameter | Parameter | Parameter | Parameter | Parameter | Parameter | Parameter | =(C67+C68+C69+C70+C71+C72+C74+C73) | Parameter | Parameter | =C77+C75 | Parameter | =C79*C75 | Parameter | Parameter | Parameter | =32*(C9/2605) | Parameter | Parameter | =(C85*C86*C83)/10^6 | =C9*10^6/C81/C82 | Parameter | Parameter | Parameter | Parameter | =C91*C92 | =C93*7.6*7*52.18 | Parameter | Parameter | Parameter | Parameter | Parameter | Parameter | =PI()*C97*(C96^2-(C96-C98)^2)*C99 | Parameter | =(90.69*C101 + C95 + 13.04*C102*112.32)/10^6 | 0 | 0 | 0 | 0 | 0 | 0 | 0 | 0 | 0 | 0 | 0 | 0 | 0 | 0 | 0 | 0 | 0 | 0 | 0 | 0 | 0 | 0 | 0 | 0 | 0 | 0 | 0 | 0 | 0 | 0 | 0 | 0 | 0 | 0 | 0 | 0 | 0 | 0 | 0 | 0 | 0 | 0 | 0 | 0 | 0 | 0 | 0 | 0 | 0 | 109
Parameter | Parameter | =(1400*C22*1000)/10^6 | Parameter | =C3*C4 | =C7/(C6) | =IF(C36=0,C7*C10,C7*C10*C13) | Parameter | Parameter | Parameter | Parameter | Parameter | =C16/C8 | =C9*C17 | Parameter | Parameter | Parameter | =C8+C84+C100 | =C20*C19 | =C16-C20 | =365*24*C14 | =C22*C23 | =C26/(1-C27) | =C4*C14*365*24*3600 | Parameter | =C29+C37+C40+C48 | =C30*(C33*C34)/(1000)+C35 | Parameter | Parameter | Parameter | Parameter | Parameter | Parameter | Parameter | =C36*(C38) | Parameter | Parameter | =C39*(C41+C42) | =0.04+(C31*C32)/(1000) | Parameter | Parameter | Parameter | Parameter | #N/A | =C45+C25*(C28) | Parameter | Parameter | Parameter | Parameter | Parameter | Parameter | Parameter | =(C54+C53)/10^6 | =C4*((C14*24)*3600)*C51 | Parameter | Parameter | Parameter | Parameter | =ROUNDDOWN(C60/C64,0)*C58+C57*C3*C4*ROUNDDOWN(C60/C66,0)+C59+C87*10^6*ROUNDDOWN(C60/C65,0)+C63*C60 | Parameter | =C62*1000*C24 | Parameter | Parameter | Parameter | Parameter | Parameter | Parameter | Parameter | Parameter | Parameter | Parameter | Parameter | =(C67+C68+C69+C70+C71+C72+C74+C73) | Parameter | Parameter | =C77+C75 | Parameter | =C79*C75 | Parameter | Parameter | Parameter | =32*(C9/2605) | Parameter | Parameter | =(C85*C86*C83)/10^6 | =C9*10^6/C81/C82 | Parameter | Parameter | Parameter | Parameter | =C91*C92 | =C93*7.6*7*52.18 | Parameter | Parameter | Parameter | Parameter | Parameter | Parameter | =PI()*C97*(C96^2-(C96-C98)^2)*C99 | Parameter | =(90.69*C101 + C95 + 13.04*C102*112.32)/10^6 | 0 | 0 | 0 | 0 | 0 | 0 | 0 | 0 | 0 | 0 | 0 | 0 | 0 | 0 | 0 | 0 | 0 | 0 | 0 | 0 | 0 | 0 | 0 | 0 | 0 | 0 | 0 | 0 | 0 | 0 | 0 | 0 | 0 | 0 | 0 | 0 | 0 | 0 | 0 | 0 | 0 | 0 | 0 | 0 | 0 | 0 | 0 | 0 | 0 | 108
Parameter | Parameter | =(1400*C22*1000)/10^6 | Parameter | =C3*C4 | =C7/(C6) | =IF(C36=0,C7*C10,C7*C10*C13) | Parameter | Parameter | Parameter | Parameter | Parameter | =C16/C8 | =C9*C17 | Parameter | Parameter | Parameter | =C8+C84+C100 | =C20*C19 | =C16-C20 | =365*24*C14 | =C22*C23 | =C26/(1-C27) | =C4*C14*365*24*3600 | Parameter | =C29+C37+C40+C48 | =C30*(C33*C34)/(1000)+C35 | Parameter | Parameter | Parameter | Parameter | Parameter | Parameter | Parameter | =C36*(C38) | Parameter | Parameter | =C39*(C41+C42) | =0.04+(C31*C32)/(1000) | Parameter | Parameter | Parameter | Parameter | #N/A | =C45+C25*(C28) | Parameter | Parameter | Parameter | Parameter | Parameter | Parameter | Parameter | =(C54+C53)/10^6 | =C4*((C14*24)*3600)*C51 | Parameter | Parameter | Parameter | Parameter | =ROUNDDOWN(C60/C64,0)*C58+C57*C3*C4*ROUNDDOWN(C60/C66,0)+C59+C87*10^6*ROUNDDOWN(C60/C65,0)+C63*C60 | Parameter | =C62*1000*C24 | Parameter | Parameter | Parameter | Parameter | Parameter | Parameter | Parameter | Parameter | Parameter | Parameter | Parameter | =(C67+C68+C69+C70+C71+C72+C74+C73) | Parameter | Parameter | =C77+C75 | Parameter | =C79*C75 | Parameter | Parameter | Parameter | =32*(C9/2605) | Parameter | Parameter | =(C85*C86*C83)/10^6 | =C9*10^6/C81/C82 | Parameter | Parameter | Parameter | Parameter | =C91*C92 | =C93*7.6*7*52.18 | Parameter | Parameter | Parameter | Parameter | Parameter | Parameter | =PI()*C97*(C96^2-(C96-C98)^2)*C99 | Parameter | =(90.69*C101 + C95 + 13.04*C102*112.32)/10^6 | 0 | 0 | 0 | 0 | 0 | 0 | 0 | 0 | 0 | 0 | 0 | 0 | 0 | 0 | 0 | 0 | 0 | 0 | 0 | 0 | 0 | 0 | 0 | 0 | 0 | 0 | 0 | 0 | 0 | 0 | 0 | 0 | 0 | 0 | 0 | 0 | 0 | 0 | 0 | 0 | 0 | 0 | 0 | 0 | 0 | 0 | 0 | 0 | 0 | 107
Parameter | Parameter | =(1400*C22*1000)/10^6 | Parameter | =C3*C4 | =C7/(C6) | =IF(C36=0,C7*C10,C7*C10*C13) | Parameter | Parameter | Parameter | Parameter | Parameter | =C16/C8 | =C9*C17 | Parameter | Parameter | Parameter | =C8+C84+C100 | =C20*C19 | =C16-C20 | =365*24*C14 | =C22*C23 | =C26/(1-C27) | =C4*C14*365*24*3600 | Parameter | =C29+C37+C40+C48 | =C30*(C33*C34)/(1000)+C35 | Parameter | Parameter | Parameter | Parameter | Parameter | Parameter | Parameter | =C36*(C38) | Parameter | Parameter | =C39*(C41+C42) | =0.04+(C31*C32)/(1000) | Parameter | Parameter | Parameter | Parameter | #N/A | =C45+C25*(C28) | Parameter | Parameter | Parameter | Parameter | Parameter | Parameter | Parameter | =(C54+C53)/10^6 | =C4*((C14*24)*3600)*C51 | Parameter | Parameter | Parameter | Parameter | =ROUNDDOWN(C60/C64,0)*C58+C57*C3*C4*ROUNDDOWN(C60/C66,0)+C59+C87*10^6*ROUNDDOWN(C60/C65,0)+C63*C60 | Parameter | =C62*1000*C24 | Parameter | Parameter | Parameter | Parameter | Parameter | Parameter | Parameter | Parameter | Parameter | Parameter | Parameter | =(C67+C68+C69+C70+C71+C72+C74+C73) | Parameter | Parameter | =C77+C75 | Parameter | =C79*C75 | Parameter | Parameter | Parameter | =32*(C9/2605) | Parameter | Parameter | =(C85*C86*C83)/10^6 | =C9*10^6/C81/C82 | Parameter | Parameter | Parameter | Parameter | =C91*C92 | =C93*7.6*7*52.18 | Parameter | Parameter | Parameter | Parameter | Parameter | Parameter | =PI()*C97*(C96^2-(C96-C98)^2)*C99 | Parameter | =(90.69*C101 + C95 + 13.04*C102*112.32)/10^6 | 0 | 0 | 0 | 0 | 0 | 0 | 0 | 0 | 0 | 0 | 0 | 0 | 0 | 0 | 0 | 0 | 0 | 0 | 0 | 0 | 0 | 0 | 0 | 0 | 0 | 0 | 0 | 0 | 0 | 0 | 0 | 0 | 0 | 0 | 0 | 0 | 0 | 0 | 0 | 0 | 0 | 0 | 0 | 0 | 0 | 0 | 0 | 0 | 0 | 106
Parameter | Parameter | =(1400*C22*1000)/10^6 | Parameter | =C3*C4 | =C7/(C6) | =IF(C36=0,C7*C10,C7*C10*C13) | Parameter | Parameter | Parameter | Parameter | Parameter | =C16/C8 | =C9*C17 | Parameter | Parameter | Parameter | =C8+C84+C100 | =C20*C19 | =C16-C20 | =365*24*C14 | =C22*C23 | =C26/(1-C27) | =C4*C14*365*24*3600 | Parameter | =C29+C37+C40+C48 | =C30*(C33*C34)/(1000)+C35 | Parameter | Parameter | Parameter | Parameter | Parameter | Parameter | Parameter | =C36*(C38) | Parameter | Parameter | =C39*(C41+C42) | =0.04+(C31*C32)/(1000) | Parameter | Parameter | Parameter | Parameter | #N/A | =C45+C25*(C28) | Parameter | Parameter | Parameter | Parameter | Parameter | Parameter | Parameter | =(C54+C53)/10^6 | =C4*((C14*24)*3600)*C51 | Parameter | Parameter | Parameter | Parameter | =ROUNDDOWN(C60/C64,0)*C58+C57*C3*C4*ROUNDDOWN(C60/C66,0)+C59+C87*10^6*ROUNDDOWN(C60/C65,0)+C63*C60 | Parameter | =C62*1000*C24 | Parameter | Parameter | Parameter | Parameter | Parameter | Parameter | Parameter | Parameter | Parameter | Parameter | Parameter | =(C67+C68+C69+C70+C71+C72+C74+C73) | Parameter | Parameter | =C77+C75 | Parameter | =C79*C75 | Parameter | Parameter | Parameter | =32*(C9/2605) | Parameter | Parameter | =(C85*C86*C83)/10^6 | =C9*10^6/C81/C82 | Parameter | Parameter | Parameter | Parameter | =C91*C92 | =C93*7.6*7*52.18 | Parameter | Parameter | Parameter | Parameter | Parameter | Parameter | =PI()*C97*(C96^2-(C96-C98)^2)*C99 | Parameter | =(90.69*C101 + C95 + 13.04*C102*112.32)/10^6 | 0 | 0 | 0 | 0 | 0 | 0 | 0 | 0 | 0 | 0 | 0 | 0 | 0 | 0 | 0 | 0 | 0 | 0 | 0 | 0 | 0 | 0 | 0 | 0 | 0 | 0 | 0 | 0 | 0 | 0 | 0 | 0 | 0 | 0 | 0 | 0 | 0 | 0 | 0 | 0 | 0 | 0 | 0 | 0 | 0 | 0 | 0 | 0 | 0 | 105
Parameter | Parameter | =(1400*C22*1000)/10^6 | Parameter | =C3*C4 | =C7/(C6) | =IF(C36=0,C7*C10,C7*C10*C13) | Parameter | Parameter | Parameter | Parameter | Parameter | =C16/C8 | =C9*C17 | Parameter | Parameter | Parameter | =C8+C84+C100 | =C20*C19 | =C16-C20 | =365*24*C14 | =C22*C23 | =C26/(1-C27) | =C4*C14*365*24*3600 | Parameter | =C29+C37+C40+C48 | =C30*(C33*C34)/(1000)+C35 | Parameter | Parameter | Parameter | Parameter | Parameter | Parameter | Parameter | =C36*(C38) | Parameter | Parameter | =C39*(C41+C42) | =0.04+(C31*C32)/(1000) | Parameter | Parameter | Parameter | Parameter | #N/A | =C45+C25*(C28) | Parameter | Parameter | Parameter | Parameter | Parameter | Parameter | Parameter | =(C54+C53)/10^6 | =C4*((C14*24)*3600)*C51 | Parameter | Parameter | Parameter | Parameter | =ROUNDDOWN(C60/C64,0)*C58+C57*C3*C4*ROUNDDOWN(C60/C66,0)+C59+C87*10^6*ROUNDDOWN(C60/C65,0)+C63*C60 | Parameter | =C62*1000*C24 | Parameter | Parameter | Parameter | Parameter | Parameter | Parameter | Parameter | Parameter | Parameter | Parameter | Parameter | =(C67+C68+C69+C70+C71+C72+C74+C73) | Parameter | Parameter | =C77+C75 | Parameter | =C79*C75 | Parameter | Parameter | Parameter | =32*(C9/2605) | Parameter | Parameter | =(C85*C86*C83)/10^6 | =C9*10^6/C81/C82 | Parameter | Parameter | Parameter | Parameter | =C91*C92 | =C93*7.6*7*52.18 | Parameter | Parameter | Parameter | Parameter | Parameter | Parameter | =PI()*C97*(C96^2-(C96-C98)^2)*C99 | Parameter | =(90.69*C101 + C95 + 13.04*C102*112.32)/10^6 | 0 | 0 | 0 | 0 | 0 | 0 | 0 | 0 | 0 | 0 | 0 | 0 | 0 | 0 | 0 | 0 | 0 | 0 | 0 | 0 | 0 | 0 | 0 | 0 | 0 | 0 | 0 | 0 | 0 | 0 | 0 | 0 | 0 | 0 | 0 | 0 | 0 | 0 | 0 | 0 | 0 | 0 | 0 | 0 | 0 | 0 | 0 | 0 | 0 | 104
Parameter | Parameter | =(1400*C22*1000)/10^6 | Parameter | =C3*C4 | =C7/(C6) | =IF(C36=0,C7*C10,C7*C10*C13) | Parameter | Parameter | Parameter | Parameter | Parameter | =C16/C8 | =C9*C17 | Parameter | Parameter | Parameter | =C8+C84+C100 | =C20*C19 | =C16-C20 | =365*24*C14 | =C22*C23 | =C26/(1-C27) | =C4*C14*365*24*3600 | Parameter | =C29+C37+C40+C48 | =C30*(C33*C34)/(1000)+C35 | Parameter | Parameter | Parameter | Parameter | Parameter | Parameter | Parameter | =C36*(C38) | Parameter | Parameter | =C39*(C41+C42) | =0.04+(C31*C32)/(1000) | Parameter | Parameter | Parameter | Parameter | #N/A | =C45+C25*(C28) | Parameter | Parameter | Parameter | Parameter | Parameter | Parameter | Parameter | =(C54+C53)/10^6 | =C4*((C14*24)*3600)*C51 | Parameter | Parameter | Parameter | Parameter | =ROUNDDOWN(C60/C64,0)*C58+C57*C3*C4*ROUNDDOWN(C60/C66,0)+C59+C87*10^6*ROUNDDOWN(C60/C65,0)+C63*C60 | Parameter | =C62*1000*C24 | Parameter | Parameter | Parameter | Parameter | Parameter | Parameter | Parameter | Parameter | Parameter | Parameter | Parameter | =(C67+C68+C69+C70+C71+C72+C74+C73) | Parameter | Parameter | =C77+C75 | Parameter | =C79*C75 | Parameter | Parameter | Parameter | =32*(C9/2605) | Parameter | Parameter | =(C85*C86*C83)/10^6 | =C9*10^6/C81/C82 | Parameter | Parameter | Parameter | Parameter | =C91*C92 | =C93*7.6*7*52.18 | Parameter | Parameter | Parameter | Parameter | Parameter | Parameter | =PI()*C97*(C96^2-(C96-C98)^2)*C99 | Parameter | =(90.69*C101 + C95 + 13.04*C102*112.32)/10^6 | 0 | 0 | 0 | 0 | 0 | 0 | 0 | 0 | 0 | 0 | 0 | 0 | 0 | 0 | 0 | 0 | 0 | 0 | 0 | 0 | 0 | 0 | 0 | 0 | 0 | 0 | 0 | 0 | 0 | 0 | 0 | 0 | 0 | 0 | 0 | 0 | 0 | 0 | 0 | 0 | 0 | 0 | 0 | 0 | 0 | 0 | 0 | 0 | 0 | 103
Parameter | Parameter | =(1400*C22*1000)/10^6 | Parameter | =C3*C4 | =C7/(C6) | =IF(C36=0,C7*C10,C7*C10*C13) | Parameter | Parameter | Parameter | Parameter | Parameter | =C16/C8 | =C9*C17 | Parameter | Parameter | Parameter | =C8+C84+C100 | =C20*C19 | =C16-C20 | =365*24*C14 | =C22*C23 | =C26/(1-C27) | =C4*C14*365*24*3600 | Parameter | =C29+C37+C40+C48 | =C30*(C33*C34)/(1000)+C35 | Parameter | Parameter | Parameter | Parameter | Parameter | Parameter | Parameter | =C36*(C38) | Parameter | Parameter | =C39*(C41+C42) | =0.04+(C31*C32)/(1000) | Parameter | Parameter | Parameter | Parameter | #N/A | =C45+C25*(C28) | Parameter | Parameter | Parameter | Parameter | Parameter | Parameter | Parameter | =(C54+C53)/10^6 | =C4*((C14*24)*3600)*C51 | Parameter | Parameter | Parameter | Parameter | =ROUNDDOWN(C60/C64,0)*C58+C57*C3*C4*ROUNDDOWN(C60/C66,0)+C59+C87*10^6*ROUNDDOWN(C60/C65,0)+C63*C60 | Parameter | =C62*1000*C24 | Parameter | Parameter | Parameter | Parameter | Parameter | Parameter | Parameter | Parameter | Parameter | Parameter | Parameter | =(C67+C68+C69+C70+C71+C72+C74+C73) | Parameter | Parameter | =C77+C75 | Parameter | =C79*C75 | Parameter | Parameter | Parameter | =32*(C9/2605) | Parameter | Parameter | =(C85*C86*C83)/10^6 | =C9*10^6/C81/C82 | Parameter | Parameter | Parameter | Parameter | =C91*C92 | =C93*7.6*7*52.18 | Parameter | Parameter | Parameter | Parameter | Parameter | Parameter | =PI()*C97*(C96^2-(C96-C98)^2)*C99 | Parameter | =(90.69*C101 + C95 + 13.04*C102*112.32)/10^6 | 0 | 0 | 0 | 0 | 0 | 0 | 0 | 0 | 0 | 0 | 0 | 0 | 0 | 0 | 0 | 0 | 0 | 0 | 0 | 0 | 0 | 0 | 0 | 0 | 0 | 0 | 0 | 0 | 0 | 0 | 0 | 0 | 0 | 0 | 0 | 0 | 0 | 0 | 0 | 0 | 0 | 0 | 0 | 0 | 0 | 0 | 0 | 0 | 0 | 102
Parameter | Parameter | =(1400*C22*1000)/10^6 | Parameter | =C3*C4 | =C7/(C6) | =IF(C36=0,C7*C10,C7*C10*C13) | Parameter | Parameter | Parameter | Parameter | Parameter | =C16/C8 | =C9*C17 | Parameter | Parameter | Parameter | =C8+C84+C100 | =C20*C19 | =C16-C20 | =365*24*C14 | =C22*C23 | =C26/(1-C27) | =C4*C14*365*24*3600 | Parameter | =C29+C37+C40+C48 | =C30*(C33*C34)/(1000)+C35 | Parameter | Parameter | Parameter | Parameter | Parameter | Parameter | Parameter | =C36*(C38) | Parameter | Parameter | =C39*(C41+C42) | =0.04+(C31*C32)/(1000) | Parameter | Parameter | Parameter | Parameter | #N/A | =C45+C25*(C28) | Parameter | Parameter | Parameter | Parameter | Parameter | Parameter | Parameter | =(C54+C53)/10^6 | =C4*((C14*24)*3600)*C51 | Parameter | Parameter | Parameter | Parameter | =ROUNDDOWN(C60/C64,0)*C58+C57*C3*C4*ROUNDDOWN(C60/C66,0)+C59+C87*10^6*ROUNDDOWN(C60/C65,0)+C63*C60 | Parameter | =C62*1000*C24 | Parameter | Parameter | Parameter | Parameter | Parameter | Parameter | Parameter | Parameter | Parameter | Parameter | Parameter | =(C67+C68+C69+C70+C71+C72+C74+C73) | Parameter | Parameter | =C77+C75 | Parameter | =C79*C75 | Parameter | Parameter | Parameter | =32*(C9/2605) | Parameter | Parameter | =(C85*C86*C83)/10^6 | =C9*10^6/C81/C82 | Parameter | Parameter | Parameter | Parameter | =C91*C92 | =C93*7.6*7*52.18 | Parameter | Parameter | Parameter | Parameter | Parameter | Parameter | =PI()*C97*(C96^2-(C96-C98)^2)*C99 | Parameter | =(90.69*C101 + C95 + 13.04*C102*112.32)/10^6 | 0 | 0 | 0 | 0 | 0 | 0 | 0 | 0 | 0 | 0 | 0 | 0 | 0 | 0 | 0 | 0 | 0 | 0 | 0 | 0 | 0 | 0 | 0 | 0 | 0 | 0 | 0 | 0 | 0 | 0 | 0 | 0 | 0 | 0 | 0 | 0 | 0 | 0 | 0 | 0 | 0 | 0 | 0 | 0 | 0 | 0 | 0 | 0 | 0 | 101
Parameter | Parameter | =(1400*C22*1000)/10^6 | Parameter | =C3*C4 | =C7/(C6) | =IF(C36=0,C7*C10,C7*C10*C13) | Parameter | Parameter | Parameter | Parameter | Parameter | =C16/C8 | =C9*C17 | Parameter | Parameter | Parameter | =C8+C84+C100 | =C20*C19 | =C16-C20 | =365*24*C14 | =C22*C23 | =C26/(1-C27) | =C4*C14*365*24*3600 | Parameter | =C29+C37+C40+C48 | =C30*(C33*C34)/(1000)+C35 | Parameter | Parameter | Parameter | Parameter | Parameter | Parameter | Parameter | =C36*(C38) | Parameter | Parameter | =C39*(C41+C42) | =0.04+(C31*C32)/(1000) | Parameter | Parameter | Parameter | Parameter | #N/A | =C45+C25*(C28) | Parameter | Parameter | Parameter | Parameter | Parameter | Parameter | Parameter | =(C54+C53)/10^6 | =C4*((C14*24)*3600)*C51 | Parameter | Parameter | Parameter | Parameter | =ROUNDDOWN(C60/C64,0)*C58+C57*C3*C4*ROUNDDOWN(C60/C66,0)+C59+C87*10^6*ROUNDDOWN(C60/C65,0)+C63*C60 | Parameter | =C62*1000*C24 | Parameter | Parameter | Parameter | Parameter | Parameter | Parameter | Parameter | Parameter | Parameter | Parameter | Parameter | =(C67+C68+C69+C70+C71+C72+C74+C73) | Parameter | Parameter | =C77+C75 | Parameter | =C79*C75 | Parameter | Parameter | Parameter | =32*(C9/2605) | Parameter | Parameter | =(C85*C86*C83)/10^6 | =C9*10^6/C81/C82 | Parameter | Parameter | Parameter | Parameter | =C91*C92 | =C93*7.6*7*52.18 | Parameter | Parameter | Parameter | Parameter | Parameter | Parameter | =PI()*C97*(C96^2-(C96-C98)^2)*C99 | Parameter | =(90.69*C101 + C95 + 13.04*Mass Flow Rate*112.32)/10^6 | 0 | 0 | 0 | 0 | 0 | 0 | 0 | 0 | 0 | 0 | 0 | 0 | 0 | 0 | 0 | 0 | 0 | 0 | 0 | 0 | 0 | 0 | 0 | 0 | 0 | 0 | 0 | 0 | 0 | 0 | 0 | 0 | 0 | 0 | 0 | 0 | 0 | 0 | 0 | 0 | 0 | 0 | 0 | 0 | 0 | 0 | 0 | 0 | 0 | 100
Parameter | Parameter | =(1400*C22*1000)/10^6 | Parameter | =C3*C4 | =C7/(C6) | =IF(C36=0,C7*C10,C7*C10*C13) | Parameter | Parameter | Parameter | Parameter | Parameter | =C16/C8 | =C9*C17 | Parameter | Parameter | Parameter | =C8+C84+C100 | =C20*C19 | =C16-C20 | =365*24*C14 | =C22*C23 | =C26/(1-C27) | =C4*C14*365*24*3600 | Parameter | =C29+C37+C40+C48 | =C30*(C33*C34)/(1000)+C35 | Parameter | Parameter | Parameter | Parameter | Parameter | Parameter | Parameter | =C36*(C38) | Parameter | Parameter | =C39*(C41+C42) | =0.04+(C31*C32)/(1000) | Parameter | Parameter | Parameter | Parameter | #N/A | =C45+C25*(C28) | Parameter | Parameter | Parameter | Parameter | Parameter | Parameter | Parameter | =(C54+C53)/10^6 | =C4*((C14*24)*3600)*C51 | Parameter | Parameter | Parameter | Parameter | =ROUNDDOWN(C60/C64,0)*C58+C57*C3*C4*ROUNDDOWN(C60/C66,0)+C59+C87*10^6*ROUNDDOWN(C60/C65,0)+C63*C60 | Parameter | =C62*1000*C24 | Parameter | Parameter | Parameter | Parameter | Parameter | Parameter | Parameter | Parameter | Parameter | Parameter | Parameter | =(C67+C68+C69+C70+C71+C72+C74+C73) | Parameter | Parameter | =C77+C75 | Parameter | =C79*C75 | Parameter | Parameter | Parameter | =32*(C9/2605) | Parameter | Parameter | =(C85*C86*C83)/10^6 | =C9*10^6/C81/C82 | Parameter | Parameter | Parameter | Parameter | =C91*C92 | =C93*7.6*7*52.18 | Parameter | Parameter | Parameter | Parameter | Parameter | Parameter | =PI()*C97*(C96^2-(C96-C98)^2)*C99 | Parameter | =(90.69*Mass of Vacuum Vessel + C95 + 13.04*Mass Flow Rate*112.32)/10^6 | 0 | 0 | 0 | 0 | 0 | 0 | 0 | 0 | 0 | 0 | 0 | 0 | 0 | 0 | 0 | 0 | 0 | 0 | 0 | 0 | 0 | 0 | 0 | 0 | 0 | 0 | 0 | 0 | 0 | 0 | 0 | 0 | 0 | 0 | 0 | 0 | 0 | 0 | 0 | 0 | 0 | 0 | 0 | 0 | 0 | 0 | 0 | 0 | 0 | 99
Parameter | Parameter | =(1400*C22*1000)/10^6 | Parameter | =C3*C4 | =C7/(C6) | =IF(C36=0,C7*C10,C7*C10*C13) | Parameter | Parameter | Parameter | Parameter | Parameter | =C16/C8 | =C9*C17 | Parameter | Parameter | Parameter | =C8+C84+Vacuum System Power Usage | =C20*C19 | =C16-C20 | =365*24*C14 | =C22*C23 | =C26/(1-C27) | =C4*C14*365*24*3600 | Parameter | =C29+C37+C40+C48 | =C30*(C33*C34)/(1000)+C35 | Parameter | Parameter | Parameter | Parameter | Parameter | Parameter | Parameter | =C36*(C38) | Parameter | Parameter | =C39*(C41+C42) | =0.04+(C31*C32)/(1000) | Parameter | Parameter | Parameter | Parameter | #N/A | =C45+C25*(C28) | Parameter | Parameter | Parameter | Parameter | Parameter | Parameter | Parameter | =(C54+C53)/10^6 | =C4*((C14*24)*3600)*C51 | Parameter | Parameter | Parameter | Parameter | =ROUNDDOWN(C60/C64,0)*C58+C57*C3*C4*ROUNDDOWN(C60/C66,0)+C59+C87*10^6*ROUNDDOWN(C60/C65,0)+C63*C60 | Parameter | =C62*1000*C24 | Parameter | Parameter | Parameter | Parameter | Parameter | Parameter | Parameter | Parameter | Parameter | Parameter | Parameter | =(C67+C68+C69+C70+C71+C72+C74+C73) | Parameter | Parameter | =C77+C75 | Parameter | =C79*C75 | Parameter | Parameter | Parameter | =32*(C9/2605) | Parameter | Parameter | =(C85*C86*C83)/10^6 | =C9*10^6/C81/C82 | Parameter | Parameter | Parameter | Parameter | =C91*C92 | =C93*7.6*7*52.18 | Parameter | Parameter | Parameter | Parameter | Parameter | Parameter | =PI()*C97*(C96^2-(C96-C98)^2)*C99 | Parameter | =(90.69*Mass of Vacuum Vessel + C95 + 13.04*Mass Flow Rate*112.32)/10^6 | 0 | 0 | 0 | 0 | 0 | 0 | 0 | 0 | 0 | 0 | 0 | 0 | 0 | 0 | 0 | 0 | 0 | 0 | 0 | 0 | 0 | 0 | 0 | 0 | 0 | 0 | 0 | 0 | 0 | 0 | 0 | 0 | 0 | 0 | 0 | 0 | 0 | 0 | 0 | 0 | 0 | 0 | 0 | 0 | 0 | 0 | 0 | 0 | 0 | 98
Parameter | Parameter | =(1400*C22*1000)/10^6 | Parameter | =C3*C4 | =C7/(C6) | =IF(C36=0,C7*C10,C7*C10*C13) | Parameter | Parameter | Parameter | Parameter | Parameter | =C16/C8 | =C9*C17 | Parameter | Parameter | Parameter | =C8+C84+Vacuum System Power Usage | =C20*C19 | =C16-C20 | =365*24*C14 | =C22*C23 | =C26/(1-C27) | =C4*C14*365*24*3600 | Parameter | =C29+C37+C40+C48 | =C30*(C33*C34)/(1000)+C35 | Parameter | Parameter | Parameter | Parameter | Parameter | Parameter | Parameter | =C36*(C38) | Parameter | Parameter | =C39*(C41+C42) | =0.04+(C31*C32)/(1000) | Parameter | Parameter | Parameter | Parameter | #N/A | =C45+C25*(C28) | Parameter | Parameter | Parameter | Parameter | Parameter | Parameter | Parameter | =(C54+C53)/10^6 | =C4*((C14*24)*3600)*C51 | Parameter | Parameter | Parameter | Parameter | =ROUNDDOWN(C60/C64,0)*C58+C57*C3*C4*ROUNDDOWN(C60/C66,0)+C59+C87*10^6*ROUNDDOWN(C60/C65,0)+C63*C60 | Parameter | =C62*1000*C24 | Parameter | Parameter | Parameter | Parameter | Parameter | Parameter | Parameter | Parameter | Parameter | Parameter | Parameter | =(C67+C68+C69+C70+C71+C72+C74+C73) | Parameter | Parameter | =C77+C75 | Parameter | =C79*C75 | Parameter | Parameter | Parameter | =32*(C9/2605) | Parameter | Parameter | =(C85*C86*C83)/10^6 | =C9*10^6/C81/C82 | Parameter | Parameter | Parameter | Parameter | =C91*C92 | =C93*7.6*7*52.18 | Parameter | Parameter | Parameter | Parameter | Parameter | Parameter | =PI()*C97*(C96^2-(C96-C98)^2)*Density of Vacuum Vessel Material | Parameter | =(90.69*Mass of Vacuum Vessel + C95 + 13.04*Mass Flow Rate*112.32)/10^6 | 0 | 0 | 0 | 0 | 0 | 0 | 0 | 0 | 0 | 0 | 0 | 0 | 0 | 0 | 0 | 0 | 0 | 0 | 0 | 0 | 0 | 0 | 0 | 0 | 0 | 0 | 0 | 0 | 0 | 0 | 0 | 0 | 0 | 0 | 0 | 0 | 0 | 0 | 0 | 0 | 0 | 0 | 0 | 0 | 0 | 0 | 0 | 0 | 0 | 97
Parameter | Parameter | =(1400*C22*1000)/10^6 | Parameter | =C3*C4 | =C7/(C6) | =IF(C36=0,C7*C10,C7*C10*C13) | Parameter | Parameter | Parameter | Parameter | Parameter | =C16/C8 | =C9*C17 | Parameter | Parameter | Parameter | =C8+C84+Vacuum System Power Usage | =C20*C19 | =C16-C20 | =365*24*C14 | =C22*C23 | =C26/(1-C27) | =C4*C14*365*24*3600 | Parameter | =C29+C37+C40+C48 | =C30*(C33*C34)/(1000)+C35 | Parameter | Parameter | Parameter | Parameter | Parameter | Parameter | Parameter | =C36*(C38) | Parameter | Parameter | =C39*(C41+C42) | =0.04+(C31*C32)/(1000) | Parameter | Parameter | Parameter | Parameter | #N/A | =C45+C25*(C28) | Parameter | Parameter | Parameter | Parameter | Parameter | Parameter | Parameter | =(C54+C53)/10^6 | =C4*((C14*24)*3600)*C51 | Parameter | Parameter | Parameter | Parameter | =ROUNDDOWN(C60/C64,0)*C58+C57*C3*C4*ROUNDDOWN(C60/C66,0)+C59+C87*10^6*ROUNDDOWN(C60/C65,0)+C63*C60 | Parameter | =C62*1000*C24 | Parameter | Parameter | Parameter | Parameter | Parameter | Parameter | Parameter | Parameter | Parameter | Parameter | Parameter | =(C67+C68+C69+C70+C71+C72+C74+C73) | Parameter | Parameter | =C77+C75 | Parameter | =C79*C75 | Parameter | Parameter | Parameter | =32*(C9/2605) | Parameter | Parameter | =(C85*C86*C83)/10^6 | =C9*10^6/C81/C82 | Parameter | Parameter | Parameter | Parameter | =C91*C92 | =C93*7.6*7*52.18 | Parameter | Parameter | Parameter | Parameter | Parameter | Parameter | =PI()*C97*(C96^2-(C96-Wall Thickness of Vacuum Vessel)^2)*Density of Vacuum Vessel Material | Parameter | =(90.69*Mass of Vacuum Vessel + C95 + 13.04*Mass Flow Rate*112.32)/10^6 | 0 | 0 | 0 | 0 | 0 | 0 | 0 | 0 | 0 | 0 | 0 | 0 | 0 | 0 | 0 | 0 | 0 | 0 | 0 | 0 | 0 | 0 | 0 | 0 | 0 | 0 | 0 | 0 | 0 | 0 | 0 | 0 | 0 | 0 | 0 | 0 | 0 | 0 | 0 | 0 | 0 | 0 | 0 | 0 | 0 | 0 | 0 | 0 | 0 | 96
Parameter | Parameter | =(1400*C22*1000)/10^6 | Parameter | =C3*C4 | =C7/(C6) | =IF(C36=0,C7*C10,C7*C10*C13) | Parameter | Parameter | Parameter | Parameter | Parameter | =C16/C8 | =C9*C17 | Parameter | Parameter | Parameter | =C8+C84+Vacuum System Power Usage | =C20*C19 | =C16-C20 | =365*24*C14 | =C22*C23 | =C26/(1-C27) | =C4*C14*365*24*3600 | Parameter | =C29+C37+C40+C48 | =C30*(C33*C34)/(1000)+C35 | Parameter | Parameter | Parameter | Parameter | Parameter | Parameter | Parameter | =C36*(C38) | Parameter | Parameter | =C39*(C41+C42) | =0.04+(C31*C32)/(1000) | Parameter | Parameter | Parameter | Parameter | #N/A | =C45+C25*(C28) | Parameter | Parameter | Parameter | Parameter | Parameter | Parameter | Parameter | =(C54+C53)/10^6 | =C4*((C14*24)*3600)*C51 | Parameter | Parameter | Parameter | Parameter | =ROUNDDOWN(C60/C64,0)*C58+C57*C3*C4*ROUNDDOWN(C60/C66,0)+C59+C87*10^6*ROUNDDOWN(C60/C65,0)+C63*C60 | Parameter | =C62*1000*C24 | Parameter | Parameter | Parameter | Parameter | Parameter | Parameter | Parameter | Parameter | Parameter | Parameter | Parameter | =(C67+C68+C69+C70+C71+C72+C74+C73) | Parameter | Parameter | =C77+C75 | Parameter | =C79*C75 | Parameter | Parameter | Parameter | =32*(C9/2605) | Parameter | Parameter | =(C85*C86*C83)/10^6 | =C9*10^6/C81/C82 | Parameter | Parameter | Parameter | Parameter | =C91*C92 | =C93*7.6*7*52.18 | Parameter | Parameter | Parameter | Parameter | Parameter | Parameter | =PI()*Height of Vacuum Vessel*(C96^2-(C96-Wall Thickness of Vacuum Vessel)^2)*Density of Vacuum Vessel Material | Parameter | =(90.69*Mass of Vacuum Vessel + C95 + 13.04*Mass Flow Rate*112.32)/10^6 | 0 | 0 | 0 | 0 | 0 | 0 | 0 | 0 | 0 | 0 | 0 | 0 | 0 | 0 | 0 | 0 | 0 | 0 | 0 | 0 | 0 | 0 | 0 | 0 | 0 | 0 | 0 | 0 | 0 | 0 | 0 | 0 | 0 | 0 | 0 | 0 | 0 | 0 | 0 | 0 | 0 | 0 | 0 | 0 | 0 | 0 | 0 | 0 | 0 | 95
Parameter | Parameter | =(1400*C22*1000)/10^6 | Parameter | =C3*C4 | =C7/(C6) | =IF(C36=0,C7*C10,C7*C10*C13) | Parameter | Parameter | Parameter | Parameter | Parameter | =C16/C8 | =C9*C17 | Parameter | Parameter | Parameter | =C8+C84+Vacuum System Power Usage | =C20*C19 | =C16-C20 | =365*24*C14 | =C22*C23 | =C26/(1-C27) | =C4*C14*365*24*3600 | Parameter | =C29+C37+C40+C48 | =C30*(C33*C34)/(1000)+C35 | Parameter | Parameter | Parameter | Parameter | Parameter | Parameter | Parameter | =C36*(C38) | Parameter | Parameter | =C39*(C41+C42) | =0.04+(C31*C32)/(1000) | Parameter | Parameter | Parameter | Parameter | #N/A | =C45+C25*(C28) | Parameter | Parameter | Parameter | Parameter | Parameter | Parameter | Parameter | =(C54+C53)/10^6 | =C4*((C14*24)*3600)*C51 | Parameter | Parameter | Parameter | Parameter | =ROUNDDOWN(C60/C64,0)*C58+C57*C3*C4*ROUNDDOWN(C60/C66,0)+C59+C87*10^6*ROUNDDOWN(C60/C65,0)+C63*C60 | Parameter | =C62*1000*C24 | Parameter | Parameter | Parameter | Parameter | Parameter | Parameter | Parameter | Parameter | Parameter | Parameter | Parameter | =(C67+C68+C69+C70+C71+C72+C74+C73) | Parameter | Parameter | =C77+C75 | Parameter | =C79*C75 | Parameter | Parameter | Parameter | =32*(C9/2605) | Parameter | Parameter | =(C85*C86*C83)/10^6 | =C9*10^6/C81/C82 | Parameter | Parameter | Parameter | Parameter | =C91*C92 | =C93*7.6*7*52.18 | Parameter | Parameter | Parameter | Parameter | Parameter | Parameter | =PI()*Height of Vacuum Vessel*(Radius of Vacuum Vessel^2-(Radius of Vacuum Vessel-Wall Thickness of Vacuum Vessel)^2)*Density of Vacuum Vessel Material | Parameter | =(90.69*Mass of Vacuum Vessel + C95 + 13.04*Mass Flow Rate*112.32)/10^6 | 0 | 0 | 0 | 0 | 0 | 0 | 0 | 0 | 0 | 0 | 0 | 0 | 0 | 0 | 0 | 0 | 0 | 0 | 0 | 0 | 0 | 0 | 0 | 0 | 0 | 0 | 0 | 0 | 0 | 0 | 0 | 0 | 0 | 0 | 0 | 0 | 0 | 0 | 0 | 0 | 0 | 0 | 0 | 0 | 0 | 0 | 0 | 0 | 0 | 94
Parameter | Parameter | =(1400*C22*1000)/10^6 | Parameter | =C3*C4 | =C7/(C6) | =IF(C36=0,C7*C10,C7*C10*C13) | Parameter | Parameter | Parameter | Parameter | Parameter | =C16/C8 | =C9*C17 | Parameter | Parameter | Parameter | =C8+C84+Vacuum System Power Usage | =C20*C19 | =C16-C20 | =365*24*C14 | =C22*C23 | =C26/(1-C27) | =C4*C14*365*24*3600 | Parameter | =C29+C37+C40+C48 | =C30*(C33*C34)/(1000)+C35 | Parameter | Parameter | Parameter | Parameter | Parameter | Parameter | Parameter | =C36*(C38) | Parameter | Parameter | =C39*(C41+C42) | =0.04+(C31*C32)/(1000) | Parameter | Parameter | Parameter | Parameter | #N/A | =C45+C25*(C28) | Parameter | Parameter | Parameter | Parameter | Parameter | Parameter | Parameter | =(C54+C53)/10^6 | =C4*((C14*24)*3600)*C51 | Parameter | Parameter | Parameter | Parameter | =ROUNDDOWN(C60/C64,0)*C58+C57*C3*C4*ROUNDDOWN(C60/C66,0)+C59+C87*10^6*ROUNDDOWN(C60/C65,0)+C63*C60 | Parameter | =C62*1000*C24 | Parameter | Parameter | Parameter | Parameter | Parameter | Parameter | Parameter | Parameter | Parameter | Parameter | Parameter | =(C67+C68+C69+C70+C71+C72+C74+C73) | Parameter | Parameter | =C77+C75 | Parameter | =C79*C75 | Parameter | Parameter | Parameter | =32*(C9/2605) | Parameter | Parameter | =(C85*C86*C83)/10^6 | =C9*10^6/C81/C82 | Parameter | Parameter | Parameter | Parameter | =C91*C92 | =C93*7.6*7*52.18 | Parameter | Parameter | Parameter | Parameter | Parameter | Parameter | =PI()*Height of Vacuum Vessel*(Radius of Vacuum Vessel^2-(Radius of Vacuum Vessel-Wall Thickness of Vacuum Vessel)^2)*Density of Vacuum Vessel Material | Parameter | =(90.69*Mass of Vacuum Vessel + Shielding Material Costs for Vacuum Vessel + 13.04*Mass Flow Rate*112.32)/10^6 | 0 | 0 | 0 | 0 | 0 | 0 | 0 | 0 | 0 | 0 | 0 | 0 | 0 | 0 | 0 | 0 | 0 | 0 | 0 | 0 | 0 | 0 | 0 | 0 | 0 | 0 | 0 | 0 | 0 | 0 | 0 | 0 | 0 | 0 | 0 | 0 | 0 | 0 | 0 | 0 | 0 | 0 | 0 | 0 | 0 | 0 | 0 | 0 | 0 | 93
Parameter | Parameter | =(1400*C22*1000)/10^6 | Parameter | =C3*C4 | =C7/(C6) | =IF(C36=0,C7*C10,C7*C10*C13) | Parameter | Parameter | Parameter | Parameter | Parameter | =C16/C8 | =C9*C17 | Parameter | Parameter | Parameter | =C8+C84+Vacuum System Power Usage | =C20*C19 | =C16-C20 | =365*24*C14 | =C22*C23 | =C26/(1-C27) | =C4*C14*365*24*3600 | Parameter | =C29+C37+C40+C48 | =C30*(C33*C34)/(1000)+C35 | Parameter | Parameter | Parameter | Parameter | Parameter | Parameter | Parameter | =C36*(C38) | Parameter | Parameter | =C39*(C41+C42) | =0.04+(C31*C32)/(1000) | Parameter | Parameter | Parameter | Parameter | #N/A | =C45+C25*(C28) | Parameter | Parameter | Parameter | Parameter | Parameter | Parameter | Parameter | =(C54+C53)/10^6 | =C4*((C14*24)*3600)*C51 | Parameter | Parameter | Parameter | Parameter | =ROUNDDOWN(C60/C64,0)*C58+C57*C3*C4*ROUNDDOWN(C60/C66,0)+C59+C87*10^6*ROUNDDOWN(C60/C65,0)+C63*C60 | Parameter | =C62*1000*C24 | Parameter | Parameter | Parameter | Parameter | Parameter | Parameter | Parameter | Parameter | Parameter | Parameter | Parameter | =(C67+C68+C69+C70+C71+C72+C74+C73) | Parameter | Parameter | =C77+C75 | Parameter | =C79*C75 | Parameter | Parameter | Parameter | =32*(C9/2605) | Parameter | Parameter | =(C85*C86*C83)/10^6 | =C9*10^6/C81/C82 | Parameter | Parameter | Parameter | Parameter | =C91*C92 | =C93*7.6*7*52.18 | Parameter | Parameter | Parameter | Parameter | Parameter | Parameter | =PI()*Height of Vacuum Vessel*(Radius of Vacuum Vessel^2-(Radius of Vacuum Vessel-Wall Thickness of Vacuum Vessel)^2)*Density of Vacuum Vessel Material | Parameter | =(90.69*Mass of Vacuum Vessel + Shielding Material Costs for Vacuum Vessel + 13.04*Mass Flow Rate*112.32)/10^6 | 0 | 0 | 0 | 0 | 0 | 0 | 0 | 0 | 0 | 0 | 0 | 0 | 0 | 0 | 0 | 0 | 0 | 0 | 0 | 0 | 0 | 0 | 0 | 0 | 0 | 0 | 0 | 0 | 0 | 0 | 0 | 0 | 0 | 0 | 0 | 0 | 0 | 0 | 0 | 0 | 0 | 0 | 0 | 0 | 0 | 0 | 0 | 0 | 0 | 92
Parameter | Parameter | =(1400*C22*1000)/10^6 | Parameter | =C3*C4 | =C7/(C6) | =IF(C36=0,C7*C10,C7*C10*C13) | Parameter | Parameter | Parameter | Parameter | Parameter | =C16/C8 | =C9*C17 | Parameter | Parameter | Parameter | =C8+C84+Vacuum System Power Usage | =C20*C19 | =C16-C20 | =365*24*C14 | =C22*C23 | =C26/(1-C27) | =C4*C14*365*24*3600 | Parameter | =C29+C37+C40+C48 | =C30*(C33*C34)/(1000)+C35 | Parameter | Parameter | Parameter | Parameter | Parameter | Parameter | Parameter | =C36*(C38) | Parameter | Parameter | =C39*(C41+C42) | =0.04+(C31*C32)/(1000) | Parameter | Parameter | Parameter | Parameter | #N/A | =C45+C25*(C28) | Parameter | Parameter | Parameter | Parameter | Parameter | Parameter | Parameter | =(C54+C53)/10^6 | =C4*((C14*24)*3600)*C51 | Parameter | Parameter | Parameter | Parameter | =ROUNDDOWN(C60/C64,0)*C58+C57*C3*C4*ROUNDDOWN(C60/C66,0)+C59+C87*10^6*ROUNDDOWN(C60/C65,0)+C63*C60 | Parameter | =C62*1000*C24 | Parameter | Parameter | Parameter | Parameter | Parameter | Parameter | Parameter | Parameter | Parameter | Parameter | Parameter | =(C67+C68+C69+C70+C71+C72+C74+C73) | Parameter | Parameter | =C77+C75 | Parameter | =C79*C75 | Parameter | Parameter | Parameter | =32*(C9/2605) | Parameter | Parameter | =(C85*C86*C83)/10^6 | =C9*10^6/C81/C82 | Parameter | Parameter | Parameter | Parameter | =C91*C92 | =Hourly Personnel Cost*7.6*7*52.18 | Parameter | Parameter | Parameter | Parameter | Parameter | Parameter | =PI()*Height of Vacuum Vessel*(Radius of Vacuum Vessel^2-(Radius of Vacuum Vessel-Wall Thickness of Vacuum Vessel)^2)*Density of Vacuum Vessel Material | Parameter | =(90.69*Mass of Vacuum Vessel + Shielding Material Costs for Vacuum Vessel + 13.04*Mass Flow Rate*112.32)/10^6 | 0 | 0 | 0 | 0 | 0 | 0 | 0 | 0 | 0 | 0 | 0 | 0 | 0 | 0 | 0 | 0 | 0 | 0 | 0 | 0 | 0 | 0 | 0 | 0 | 0 | 0 | 0 | 0 | 0 | 0 | 0 | 0 | 0 | 0 | 0 | 0 | 0 | 0 | 0 | 0 | 0 | 0 | 0 | 0 | 0 | 0 | 0 | 0 | 0 | 91
Parameter | Parameter | =(1400*C22*1000)/10^6 | Parameter | =C3*C4 | =C7/(C6) | =IF(C36=0,C7*C10,C7*C10*C13) | Parameter | Parameter | Parameter | Parameter | Parameter | =C16/C8 | =C9*C17 | Parameter | Parameter | Parameter | =C8+C84+Vacuum System Power Usage | =C20*C19 | =C16-C20 | =365*24*C14 | =C22*C23 | =C26/(1-C27) | =C4*C14*365*24*3600 | Parameter | =C29+C37+C40+C48 | =C30*(C33*C34)/(1000)+C35 | Parameter | Parameter | Parameter | Parameter | Parameter | Parameter | Parameter | =C36*(C38) | Parameter | Parameter | =C39*(C41+C42) | =0.04+(C31*C32)/(1000) | Parameter | Parameter | Parameter | Parameter | #N/A | =C45+C25*(C28) | Parameter | Parameter | Parameter | Parameter | Parameter | Parameter | Parameter | =(C54+C53)/10^6 | =C4*((C14*24)*3600)*C51 | Parameter | Parameter | Parameter | Parameter | =ROUNDDOWN(C60/C64,0)*C58+C57*C3*C4*ROUNDDOWN(C60/C66,0)+C59+C87*10^6*ROUNDDOWN(C60/C65,0)+C63*C60 | Parameter | =C62*1000*C24 | Parameter | Parameter | Parameter | Parameter | Parameter | Parameter | Parameter | Parameter | Parameter | Parameter | Parameter | =(C67+C68+C69+C70+C71+C72+C74+C73) | Parameter | Parameter | =C77+C75 | Parameter | =C79*C75 | Parameter | Parameter | Parameter | =32*(C9/2605) | Parameter | Parameter | =(C85*C86*C83)/10^6 | =C9*10^6/C81/C82 | Parameter | Parameter | Parameter | Parameter | =C91*Average Hourly Wage | =Hourly Personnel Cost*7.6*7*52.18 | Parameter | Parameter | Parameter | Parameter | Parameter | Parameter | =PI()*Height of Vacuum Vessel*(Radius of Vacuum Vessel^2-(Radius of Vacuum Vessel-Wall Thickness of Vacuum Vessel)^2)*Density of Vacuum Vessel Material | Parameter | =(90.69*Mass of Vacuum Vessel + Shielding Material Costs for Vacuum Vessel + 13.04*Mass Flow Rate*112.32)/10^6 | 0 | 0 | 0 | 0 | 0 | 0 | 0 | 0 | 0 | 0 | 0 | 0 | 0 | 0 | 0 | 0 | 0 | 0 | 0 | 0 | 0 | 0 | 0 | 0 | 0 | 0 | 0 | 0 | 0 | 0 | 0 | 0 | 0 | 0 | 0 | 0 | 0 | 0 | 0 | 0 | 0 | 0 | 0 | 0 | 0 | 0 | 0 | 0 | 0 | 90
Parameter | Parameter | =(1400*C22*1000)/10^6 | Parameter | =C3*C4 | =C7/(C6) | =IF(C36=0,C7*C10,C7*C10*C13) | Parameter | Parameter | Parameter | Parameter | Parameter | =C16/C8 | =C9*C17 | Parameter | Parameter | Parameter | =C8+C84+Vacuum System Power Usage | =C20*C19 | =C16-C20 | =365*24*C14 | =C22*C23 | =C26/(1-C27) | =C4*C14*365*24*3600 | Parameter | =C29+C37+C40+C48 | =C30*(C33*C34)/(1000)+C35 | Parameter | Parameter | Parameter | Parameter | Parameter | Parameter | Parameter | =C36*(C38) | Parameter | Parameter | =C39*(C41+C42) | =0.04+(C31*C32)/(1000) | Parameter | Parameter | Parameter | Parameter | #N/A | =C45+C25*(C28) | Parameter | Parameter | Parameter | Parameter | Parameter | Parameter | Parameter | =(C54+C53)/10^6 | =C4*((C14*24)*3600)*C51 | Parameter | Parameter | Parameter | Parameter | =ROUNDDOWN(C60/C64,0)*C58+C57*C3*C4*ROUNDDOWN(C60/C66,0)+C59+C87*10^6*ROUNDDOWN(C60/C65,0)+C63*C60 | Parameter | =C62*1000*C24 | Parameter | Parameter | Parameter | Parameter | Parameter | Parameter | Parameter | Parameter | Parameter | Parameter | Parameter | =(C67+C68+C69+C70+C71+C72+C74+C73) | Parameter | Parameter | =C77+C75 | Parameter | =C79*C75 | Parameter | Parameter | Parameter | =32*(C9/2605) | Parameter | Parameter | =(C85*C86*C83)/10^6 | =C9*10^6/C81/C82 | Parameter | Parameter | Parameter | Parameter | =Number of Staff*Average Hourly Wage | =Hourly Personnel Cost*7.6*7*52.18 | Parameter | Parameter | Parameter | Parameter | Parameter | Parameter | =PI()*Height of Vacuum Vessel*(Radius of Vacuum Vessel^2-(Radius of Vacuum Vessel-Wall Thickness of Vacuum Vessel)^2)*Density of Vacuum Vessel Material | Parameter | =(90.69*Mass of Vacuum Vessel + Shielding Material Costs for Vacuum Vessel + 13.04*Mass Flow Rate*112.32)/10^6 | 0 | 0 | 0 | 0 | 0 | 0 | 0 | 0 | 0 | 0 | 0 | 0 | 0 | 0 | 0 | 0 | 0 | 0 | 0 | 0 | 0 | 0 | 0 | 0 | 0 | 0 | 0 | 0 | 0 | 0 | 0 | 0 | 0 | 0 | 0 | 0 | 0 | 0 | 0 | 0 | 0 | 0 | 0 | 0 | 0 | 0 | 0 | 0 | 0 | 89
Parameter | Parameter | =(1400*C22*1000)/10^6 | Parameter | =C3*C4 | =C7/(C6) | =IF(C36=0,C7*C10,C7*C10*C13) | Parameter | Parameter | Parameter | Parameter | Parameter | =C16/C8 | =C9*C17 | Parameter | Parameter | Parameter | =C8+C84+Vacuum System Power Usage | =C20*C19 | =C16-C20 | =365*24*C14 | =C22*C23 | =C26/(1-C27) | =C4*C14*365*24*3600 | Parameter | =C29+C37+C40+C48 | =C30*(C33*C34)/(1000)+C35 | Parameter | Parameter | Parameter | Parameter | Parameter | Parameter | Parameter | =C36*(C38) | Parameter | Parameter | =C39*(C41+C42) | =0.04+(C31*C32)/(1000) | Parameter | Parameter | Parameter | Parameter | #N/A | =C45+C25*(C28) | Parameter | Parameter | Parameter | Parameter | Parameter | Parameter | Parameter | =(C54+C53)/10^6 | =C4*((C14*24)*3600)*C51 | Parameter | Parameter | Parameter | Parameter | =ROUNDDOWN(C60/C64,0)*C58+C57*C3*C4*ROUNDDOWN(C60/C66,0)+C59+C87*10^6*ROUNDDOWN(C60/C65,0)+C63*C60 | Parameter | =C62*1000*C24 | Parameter | Parameter | Parameter | Parameter | Parameter | Parameter | Parameter | Parameter | Parameter | Parameter | Parameter | =(C67+C68+C69+C70+C71+C72+C74+C73) | Parameter | Parameter | =C77+C75 | Parameter | =C79*C75 | Parameter | Parameter | Parameter | =32*(C9/2605) | Parameter | Parameter | =(C85*C86*C83)/10^6 | =C9*10^6/C81/C82 | Parameter | Parameter | Parameter | Parameter | =Number of Staff*Average Hourly Wage | =Hourly Personnel Cost*7.6*7*52.18 | Parameter | Parameter | Parameter | Parameter | Parameter | Parameter | =PI()*Height of Vacuum Vessel*(Radius of Vacuum Vessel^2-(Radius of Vacuum Vessel-Wall Thickness of Vacuum Vessel)^2)*Density of Vacuum Vessel Material | Parameter | =(90.69*Mass of Vacuum Vessel + Shielding Material Costs for Vacuum Vessel + 13.04*Mass Flow Rate*112.32)/10^6 | 0 | 0 | 0 | 0 | 0 | 0 | 0 | 0 | 0 | 0 | 0 | 0 | 0 | 0 | 0 | 0 | 0 | 0 | 0 | 0 | 0 | 0 | 0 | 0 | 0 | 0 | 0 | 0 | 0 | 0 | 0 | 0 | 0 | 0 | 0 | 0 | 0 | 0 | 0 | 0 | 0 | 0 | 0 | 0 | 0 | 0 | 0 | 0 | 0 | 88
Parameter | Parameter | =(1400*C22*1000)/10^6 | Parameter | =C3*C4 | =C7/(C6) | =IF(C36=0,C7*C10,C7*C10*C13) | Parameter | Parameter | Parameter | Parameter | Parameter | =C16/C8 | =C9*C17 | Parameter | Parameter | Parameter | =C8+C84+Vacuum System Power Usage | =C20*C19 | =C16-C20 | =365*24*C14 | =C22*C23 | =C26/(1-C27) | =C4*C14*365*24*3600 | Parameter | =C29+C37+C40+C48 | =C30*(C33*C34)/(1000)+C35 | Parameter | Parameter | Parameter | Parameter | Parameter | Parameter | Parameter | =C36*(C38) | Parameter | Parameter | =C39*(C41+C42) | =0.04+(C31*C32)/(1000) | Parameter | Parameter | Parameter | Parameter | #N/A | =C45+C25*(C28) | Parameter | Parameter | Parameter | Parameter | Parameter | Parameter | Parameter | =(C54+C53)/10^6 | =C4*((C14*24)*3600)*C51 | Parameter | Parameter | Parameter | Parameter | =ROUNDDOWN(C60/C64,0)*C58+C57*C3*C4*ROUNDDOWN(C60/C66,0)+C59+C87*10^6*ROUNDDOWN(C60/C65,0)+C63*C60 | Parameter | =C62*1000*C24 | Parameter | Parameter | Parameter | Parameter | Parameter | Parameter | Parameter | Parameter | Parameter | Parameter | Parameter | =(C67+C68+C69+C70+C71+C72+C74+C73) | Parameter | Parameter | =C77+C75 | Parameter | =C79*C75 | Parameter | Parameter | Parameter | =32*(C9/2605) | Parameter | Parameter | =(C85*C86*C83)/10^6 | =C9*10^6/C81/C82 | Parameter | Parameter | Parameter | Parameter | =Number of Staff*Average Hourly Wage | =Hourly Personnel Cost*7.6*7*52.18 | Parameter | Parameter | Parameter | Parameter | Parameter | Parameter | =PI()*Height of Vacuum Vessel*(Radius of Vacuum Vessel^2-(Radius of Vacuum Vessel-Wall Thickness of Vacuum Vessel)^2)*Density of Vacuum Vessel Material | Parameter | =(90.69*Mass of Vacuum Vessel + Shielding Material Costs for Vacuum Vessel + 13.04*Mass Flow Rate*112.32)/10^6 | 0 | 0 | 0 | 0 | 0 | 0 | 0 | 0 | 0 | 0 | 0 | 0 | 0 | 0 | 0 | 0 | 0 | 0 | 0 | 0 | 0 | 0 | 0 | 0 | 0 | 0 | 0 | 0 | 0 | 0 | 0 | 0 | 0 | 0 | 0 | 0 | 0 | 0 | 0 | 0 | 0 | 0 | 0 | 0 | 0 | 0 | 0 | 0 | 0 | 87
Parameter | Parameter | =(1400*C22*1000)/10^6 | Parameter | =C3*C4 | =C7/(C6) | =IF(C36=0,C7*C10,C7*C10*C13) | Parameter | Parameter | Parameter | Parameter | Parameter | =C16/C8 | =C9*C17 | Parameter | Parameter | Parameter | =C8+C84+Vacuum System Power Usage | =C20*C19 | =C16-C20 | =365*24*C14 | =C22*C23 | =C26/(1-C27) | =C4*C14*365*24*3600 | Parameter | =C29+C37+C40+C48 | =C30*(C33*C34)/(1000)+C35 | Parameter | Parameter | Parameter | Parameter | Parameter | Parameter | Parameter | =C36*(C38) | Parameter | Parameter | =C39*(C41+C42) | =0.04+(C31*C32)/(1000) | Parameter | Parameter | Parameter | Parameter | #N/A | =C45+C25*(C28) | Parameter | Parameter | Parameter | Parameter | Parameter | Parameter | Parameter | =(C54+C53)/10^6 | =C4*((C14*24)*3600)*C51 | Parameter | Parameter | Parameter | Parameter | =ROUNDDOWN(C60/C64,0)*C58+C57*C3*C4*ROUNDDOWN(C60/C66,0)+C59+C87*10^6*ROUNDDOWN(C60/C65,0)+C63*C60 | Parameter | =C62*1000*C24 | Parameter | Parameter | Parameter | Parameter | Parameter | Parameter | Parameter | Parameter | Parameter | Parameter | Parameter | =(C67+C68+C69+C70+C71+C72+C74+C73) | Parameter | Parameter | =C77+C75 | Parameter | =C79*C75 | Parameter | Parameter | Parameter | =32*(C9/2605) | Parameter | Parameter | =(C85*C86*C83)/10^6 | =C9*10^6/C81/C82 | Parameter | Parameter | Parameter | Parameter | =Number of Staff*Average Hourly Wage | =Hourly Personnel Cost*7.6*7*52.18 | Parameter | Parameter | Parameter | Parameter | Parameter | Parameter | =PI()*Height of Vacuum Vessel*(Radius of Vacuum Vessel^2-(Radius of Vacuum Vessel-Wall Thickness of Vacuum Vessel)^2)*Density of Vacuum Vessel Material | Parameter | =(90.69*Mass of Vacuum Vessel + Shielding Material Costs for Vacuum Vessel + 13.04*Mass Flow Rate*112.32)/10^6 | 0 | 0 | 0 | 0 | 0 | 0 | 0 | 0 | 0 | 0 | 0 | 0 | 0 | 0 | 0 | 0 | 0 | 0 | 0 | 0 | 0 | 0 | 0 | 0 | 0 | 0 | 0 | 0 | 0 | 0 | 0 | 0 | 0 | 0 | 0 | 0 | 0 | 0 | 0 | 0 | 0 | 0 | 0 | 0 | 0 | 0 | 0 | 0 | 0 | 86
Parameter | Parameter | =(1400*C22*1000)/10^6 | Parameter | =C3*C4 | =C7/(C6) | =IF(C36=0,C7*C10,C7*C10*C13) | Parameter | Parameter | Parameter | Parameter | Parameter | =C16/C8 | =C9*C17 | Parameter | Parameter | Parameter | =C8+C84+Vacuum System Power Usage | =C20*C19 | =C16-C20 | =365*24*C14 | =C22*C23 | =C26/(1-C27) | =C4*C14*365*24*3600 | Parameter | =C29+C37+C40+C48 | =C30*(C33*C34)/(1000)+C35 | Parameter | Parameter | Parameter | Parameter | Parameter | Parameter | Parameter | =C36*(C38) | Parameter | Parameter | =C39*(C41+C42) | =0.04+(C31*C32)/(1000) | Parameter | Parameter | Parameter | Parameter | #N/A | =C45+C25*(C28) | Parameter | Parameter | Parameter | Parameter | Parameter | Parameter | Parameter | =(C54+C53)/10^6 | =C4*((C14*24)*3600)*C51 | Parameter | Parameter | Parameter | Parameter | =ROUNDDOWN(C60/C64,0)*C58+C57*C3*C4*ROUNDDOWN(C60/C66,0)+C59+Total Coolant Cost*10^6*ROUNDDOWN(C60/C65,0)+C63*C60 | Parameter | =C62*1000*C24 | Parameter | Parameter | Parameter | Parameter | Parameter | Parameter | Parameter | Parameter | Parameter | Parameter | Parameter | =(C67+C68+C69+C70+C71+C72+C74+C73) | Parameter | Parameter | =C77+C75 | Parameter | =C79*C75 | Parameter | Parameter | Parameter | =32*(C9/2605) | Parameter | Parameter | =(C85*C86*C83)/10^6 | =C9*10^6/C81/C82 | Parameter | Parameter | Parameter | Parameter | =Number of Staff*Average Hourly Wage | =Hourly Personnel Cost*7.6*7*52.18 | Parameter | Parameter | Parameter | Parameter | Parameter | Parameter | =PI()*Height of Vacuum Vessel*(Radius of Vacuum Vessel^2-(Radius of Vacuum Vessel-Wall Thickness of Vacuum Vessel)^2)*Density of Vacuum Vessel Material | Parameter | =(90.69*Mass of Vacuum Vessel + Shielding Material Costs for Vacuum Vessel + 13.04*Mass Flow Rate*112.32)/10^6 | 0 | 0 | 0 | 0 | 0 | 0 | 0 | 0 | 0 | 0 | 0 | 0 | 0 | 0 | 0 | 0 | 0 | 0 | 0 | 0 | 0 | 0 | 0 | 0 | 0 | 0 | 0 | 0 | 0 | 0 | 0 | 0 | 0 | 0 | 0 | 0 | 0 | 0 | 0 | 0 | 0 | 0 | 0 | 0 | 0 | 0 | 0 | 0 | 0 | 85
Parameter | Parameter | =(1400*C22*1000)/10^6 | Parameter | =C3*C4 | =C7/(C6) | =IF(C36=0,C7*C10,C7*C10*C13) | Parameter | Parameter | Parameter | Parameter | Parameter | =C16/C8 | =C9*C17 | Parameter | Parameter | Parameter | =C8+C84+Vacuum System Power Usage | =C20*C19 | =C16-C20 | =365*24*C14 | =C22*C23 | =C26/(1-C27) | =C4*C14*365*24*3600 | Parameter | =C29+C37+C40+C48 | =C30*(C33*C34)/(1000)+C35 | Parameter | Parameter | Parameter | Parameter | Parameter | Parameter | Parameter | =C36*(C38) | Parameter | Parameter | =C39*(C41+C42) | =0.04+(C31*C32)/(1000) | Parameter | Parameter | Parameter | Parameter | #N/A | =C45+C25*(C28) | Parameter | Parameter | Parameter | Parameter | Parameter | Parameter | Parameter | =(C54+C53)/10^6 | =C4*((C14*24)*3600)*C51 | Parameter | Parameter | Parameter | Parameter | =ROUNDDOWN(C60/C64,0)*C58+C57*C3*C4*ROUNDDOWN(C60/C66,0)+C59+Total Coolant Cost*10^6*ROUNDDOWN(C60/C65,0)+C63*C60 | Parameter | =C62*1000*C24 | Parameter | Parameter | Parameter | Parameter | Parameter | Parameter | Parameter | Parameter | Parameter | Parameter | Parameter | =(C67+C68+C69+C70+C71+C72+C74+C73) | Parameter | Parameter | =C77+C75 | Parameter | =C79*C75 | Parameter | Parameter | Parameter | =32*(C9/2605) | Parameter | Parameter | =(C85*Coolant Density*C83)/10^6 | =C9*10^6/C81/C82 | Parameter | Parameter | Parameter | Parameter | =Number of Staff*Average Hourly Wage | =Hourly Personnel Cost*7.6*7*52.18 | Parameter | Parameter | Parameter | Parameter | Parameter | Parameter | =PI()*Height of Vacuum Vessel*(Radius of Vacuum Vessel^2-(Radius of Vacuum Vessel-Wall Thickness of Vacuum Vessel)^2)*Density of Vacuum Vessel Material | Parameter | =(90.69*Mass of Vacuum Vessel + Shielding Material Costs for Vacuum Vessel + 13.04*Mass Flow Rate*112.32)/10^6 | 0 | 0 | 0 | 0 | 0 | 0 | 0 | 0 | 0 | 0 | 0 | 0 | 0 | 0 | 0 | 0 | 0 | 0 | 0 | 0 | 0 | 0 | 0 | 0 | 0 | 0 | 0 | 0 | 0 | 0 | 0 | 0 | 0 | 0 | 0 | 0 | 0 | 0 | 0 | 0 | 0 | 0 | 0 | 0 | 0 | 0 | 0 | 0 | 0 | 84
Parameter | Parameter | =(1400*C22*1000)/10^6 | Parameter | =C3*C4 | =C7/(C6) | =IF(C36=0,C7*C10,C7*C10*C13) | Parameter | Parameter | Parameter | Parameter | Parameter | =C16/C8 | =C9*C17 | Parameter | Parameter | Parameter | =C8+C84+Vacuum System Power Usage | =C20*C19 | =C16-C20 | =365*24*C14 | =C22*C23 | =C26/(1-C27) | =C4*C14*365*24*3600 | Parameter | =C29+C37+C40+C48 | =C30*(C33*C34)/(1000)+C35 | Parameter | Parameter | Parameter | Parameter | Parameter | Parameter | Parameter | =C36*(C38) | Parameter | Parameter | =C39*(C41+C42) | =0.04+(C31*C32)/(1000) | Parameter | Parameter | Parameter | Parameter | #N/A | =C45+C25*(C28) | Parameter | Parameter | Parameter | Parameter | Parameter | Parameter | Parameter | =(C54+C53)/10^6 | =C4*((C14*24)*3600)*C51 | Parameter | Parameter | Parameter | Parameter | =ROUNDDOWN(C60/C64,0)*C58+C57*C3*C4*ROUNDDOWN(C60/C66,0)+C59+Total Coolant Cost*10^6*ROUNDDOWN(C60/C65,0)+C63*C60 | Parameter | =C62*1000*C24 | Parameter | Parameter | Parameter | Parameter | Parameter | Parameter | Parameter | Parameter | Parameter | Parameter | Parameter | =(C67+C68+C69+C70+C71+C72+C74+C73) | Parameter | Parameter | =C77+C75 | Parameter | =C79*C75 | Parameter | Parameter | Parameter | =32*(C9/2605) | Parameter | Parameter | =(Coolant Volume*Coolant Density*C83)/10^6 | =C9*10^6/C81/C82 | Parameter | Parameter | Parameter | Parameter | =Number of Staff*Average Hourly Wage | =Hourly Personnel Cost*7.6*7*52.18 | Parameter | Parameter | Parameter | Parameter | Parameter | Parameter | =PI()*Height of Vacuum Vessel*(Radius of Vacuum Vessel^2-(Radius of Vacuum Vessel-Wall Thickness of Vacuum Vessel)^2)*Density of Vacuum Vessel Material | Parameter | =(90.69*Mass of Vacuum Vessel + Shielding Material Costs for Vacuum Vessel + 13.04*Mass Flow Rate*112.32)/10^6 | 0 | 0 | 0 | 0 | 0 | 0 | 0 | 0 | 0 | 0 | 0 | 0 | 0 | 0 | 0 | 0 | 0 | 0 | 0 | 0 | 0 | 0 | 0 | 0 | 0 | 0 | 0 | 0 | 0 | 0 | 0 | 0 | 0 | 0 | 0 | 0 | 0 | 0 | 0 | 0 | 0 | 0 | 0 | 0 | 0 | 0 | 0 | 0 | 0 | 83
Parameter | Parameter | =(1400*C22*1000)/10^6 | Parameter | =C3*C4 | =C7/(C6) | =IF(C36=0,C7*C10,C7*C10*C13) | Parameter | Parameter | Parameter | Parameter | Parameter | =C16/C8 | =C9*C17 | Parameter | Parameter | Parameter | =C8+Cooling System Energy Consumption+Vacuum System Power Usage | =C20*C19 | =C16-C20 | =365*24*C14 | =C22*C23 | =C26/(1-C27) | =C4*C14*365*24*3600 | Parameter | =C29+C37+C40+C48 | =C30*(C33*C34)/(1000)+C35 | Parameter | Parameter | Parameter | Parameter | Parameter | Parameter | Parameter | =C36*(C38) | Parameter | Parameter | =C39*(C41+C42) | =0.04+(C31*C32)/(1000) | Parameter | Parameter | Parameter | Parameter | #N/A | =C45+C25*(C28) | Parameter | Parameter | Parameter | Parameter | Parameter | Parameter | Parameter | =(C54+C53)/10^6 | =C4*((C14*24)*3600)*C51 | Parameter | Parameter | Parameter | Parameter | =ROUNDDOWN(C60/C64,0)*C58+C57*C3*C4*ROUNDDOWN(C60/C66,0)+C59+Total Coolant Cost*10^6*ROUNDDOWN(C60/C65,0)+C63*C60 | Parameter | =C62*1000*C24 | Parameter | Parameter | Parameter | Parameter | Parameter | Parameter | Parameter | Parameter | Parameter | Parameter | Parameter | =(C67+C68+C69+C70+C71+C72+C74+C73) | Parameter | Parameter | =C77+C75 | Parameter | =C79*C75 | Parameter | Parameter | Parameter | =32*(C9/2605) | Parameter | Parameter | =(Coolant Volume*Coolant Density*C83)/10^6 | =C9*10^6/C81/C82 | Parameter | Parameter | Parameter | Parameter | =Number of Staff*Average Hourly Wage | =Hourly Personnel Cost*7.6*7*52.18 | Parameter | Parameter | Parameter | Parameter | Parameter | Parameter | =PI()*Height of Vacuum Vessel*(Radius of Vacuum Vessel^2-(Radius of Vacuum Vessel-Wall Thickness of Vacuum Vessel)^2)*Density of Vacuum Vessel Material | Parameter | =(90.69*Mass of Vacuum Vessel + Shielding Material Costs for Vacuum Vessel + 13.04*Mass Flow Rate*112.32)/10^6 | 0 | 0 | 0 | 0 | 0 | 0 | 0 | 0 | 0 | 0 | 0 | 0 | 0 | 0 | 0 | 0 | 0 | 0 | 0 | 0 | 0 | 0 | 0 | 0 | 0 | 0 | 0 | 0 | 0 | 0 | 0 | 0 | 0 | 0 | 0 | 0 | 0 | 0 | 0 | 0 | 0 | 0 | 0 | 0 | 0 | 0 | 0 | 0 | 0 | 82
Parameter | Parameter | =(1400*C22*1000)/10^6 | Parameter | =C3*C4 | =C7/(C6) | =IF(C36=0,C7*C10,C7*C10*C13) | Parameter | Parameter | Parameter | Parameter | Parameter | =C16/C8 | =C9*C17 | Parameter | Parameter | Parameter | =C8+Cooling System Energy Consumption+Vacuum System Power Usage | =C20*C19 | =C16-C20 | =365*24*C14 | =C22*C23 | =C26/(1-C27) | =C4*C14*365*24*3600 | Parameter | =C29+C37+C40+C48 | =C30*(C33*C34)/(1000)+C35 | Parameter | Parameter | Parameter | Parameter | Parameter | Parameter | Parameter | =C36*(C38) | Parameter | Parameter | =C39*(C41+C42) | =0.04+(C31*C32)/(1000) | Parameter | Parameter | Parameter | Parameter | #N/A | =C45+C25*(C28) | Parameter | Parameter | Parameter | Parameter | Parameter | Parameter | Parameter | =(C54+C53)/10^6 | =C4*((C14*24)*3600)*C51 | Parameter | Parameter | Parameter | Parameter | =ROUNDDOWN(C60/C64,0)*C58+C57*C3*C4*ROUNDDOWN(C60/C66,0)+C59+Total Coolant Cost*10^6*ROUNDDOWN(C60/C65,0)+C63*C60 | Parameter | =C62*1000*C24 | Parameter | Parameter | Parameter | Parameter | Parameter | Parameter | Parameter | Parameter | Parameter | Parameter | Parameter | =(C67+C68+C69+C70+C71+C72+C74+C73) | Parameter | Parameter | =C77+C75 | Parameter | =C79*C75 | Parameter | Parameter | Parameter | =32*(C9/2605) | Parameter | Parameter | =(Coolant Volume*Coolant Density*Coolant Cost)/10^6 | =C9*10^6/C81/C82 | Parameter | Parameter | Parameter | Parameter | =Number of Staff*Average Hourly Wage | =Hourly Personnel Cost*7.6*7*52.18 | Parameter | Parameter | Parameter | Parameter | Parameter | Parameter | =PI()*Height of Vacuum Vessel*(Radius of Vacuum Vessel^2-(Radius of Vacuum Vessel-Wall Thickness of Vacuum Vessel)^2)*Density of Vacuum Vessel Material | Parameter | =(90.69*Mass of Vacuum Vessel + Shielding Material Costs for Vacuum Vessel + 13.04*Mass Flow Rate*112.32)/10^6 | 0 | 0 | 0 | 0 | 0 | 0 | 0 | 0 | 0 | 0 | 0 | 0 | 0 | 0 | 0 | 0 | 0 | 0 | 0 | 0 | 0 | 0 | 0 | 0 | 0 | 0 | 0 | 0 | 0 | 0 | 0 | 0 | 0 | 0 | 0 | 0 | 0 | 0 | 0 | 0 | 0 | 0 | 0 | 0 | 0 | 0 | 0 | 0 | 0 | 81
Parameter | Parameter | =(1400*C22*1000)/10^6 | Parameter | =C3*C4 | =C7/(C6) | =IF(C36=0,C7*C10,C7*C10*C13) | Parameter | Parameter | Parameter | Parameter | Parameter | =C16/C8 | =C9*C17 | Parameter | Parameter | Parameter | =C8+Cooling System Energy Consumption+Vacuum System Power Usage | =C20*C19 | =C16-C20 | =365*24*C14 | =C22*C23 | =C26/(1-C27) | =C4*C14*365*24*3600 | Parameter | =C29+C37+C40+C48 | =C30*(C33*C34)/(1000)+C35 | Parameter | Parameter | Parameter | Parameter | Parameter | Parameter | Parameter | =C36*(C38) | Parameter | Parameter | =C39*(C41+C42) | =0.04+(C31*C32)/(1000) | Parameter | Parameter | Parameter | Parameter | #N/A | =C45+C25*(C28) | Parameter | Parameter | Parameter | Parameter | Parameter | Parameter | Parameter | =(C54+C53)/10^6 | =C4*((C14*24)*3600)*C51 | Parameter | Parameter | Parameter | Parameter | =ROUNDDOWN(C60/C64,0)*C58+C57*C3*C4*ROUNDDOWN(C60/C66,0)+C59+Total Coolant Cost*10^6*ROUNDDOWN(C60/C65,0)+C63*C60 | Parameter | =C62*1000*C24 | Parameter | Parameter | Parameter | Parameter | Parameter | Parameter | Parameter | Parameter | Parameter | Parameter | Parameter | =(C67+C68+C69+C70+C71+C72+C74+C73) | Parameter | Parameter | =C77+C75 | Parameter | =C79*C75 | Parameter | Parameter | Parameter | =32*(C9/2605) | Parameter | Parameter | =(Coolant Volume*Coolant Density*Coolant Cost)/10^6 | =C9*10^6/C81/Specific Heat of Coolant | Parameter | Parameter | Parameter | Parameter | =Number of Staff*Average Hourly Wage | =Hourly Personnel Cost*7.6*7*52.18 | Parameter | Parameter | Parameter | Parameter | Parameter | Parameter | =PI()*Height of Vacuum Vessel*(Radius of Vacuum Vessel^2-(Radius of Vacuum Vessel-Wall Thickness of Vacuum Vessel)^2)*Density of Vacuum Vessel Material | Parameter | =(90.69*Mass of Vacuum Vessel + Shielding Material Costs for Vacuum Vessel + 13.04*Mass Flow Rate*112.32)/10^6 | 0 | 0 | 0 | 0 | 0 | 0 | 0 | 0 | 0 | 0 | 0 | 0 | 0 | 0 | 0 | 0 | 0 | 0 | 0 | 0 | 0 | 0 | 0 | 0 | 0 | 0 | 0 | 0 | 0 | 0 | 0 | 0 | 0 | 0 | 0 | 0 | 0 | 0 | 0 | 0 | 0 | 0 | 0 | 0 | 0 | 0 | 0 | 0 | 0 | 80
Parameter | Parameter | =(1400*C22*1000)/10^6 | Parameter | =C3*C4 | =C7/(C6) | =IF(C36=0,C7*C10,C7*C10*C13) | Parameter | Parameter | Parameter | Parameter | Parameter | =C16/C8 | =C9*C17 | Parameter | Parameter | Parameter | =C8+Cooling System Energy Consumption+Vacuum System Power Usage | =C20*C19 | =C16-C20 | =365*24*C14 | =C22*C23 | =C26/(1-C27) | =C4*C14*365*24*3600 | Parameter | =C29+C37+C40+C48 | =C30*(C33*C34)/(1000)+C35 | Parameter | Parameter | Parameter | Parameter | Parameter | Parameter | Parameter | =C36*(C38) | Parameter | Parameter | =C39*(C41+C42) | =0.04+(C31*C32)/(1000) | Parameter | Parameter | Parameter | Parameter | #N/A | =C45+C25*(C28) | Parameter | Parameter | Parameter | Parameter | Parameter | Parameter | Parameter | =(C54+C53)/10^6 | =C4*((C14*24)*3600)*C51 | Parameter | Parameter | Parameter | Parameter | =ROUNDDOWN(C60/C64,0)*C58+C57*C3*C4*ROUNDDOWN(C60/C66,0)+C59+Total Coolant Cost*10^6*ROUNDDOWN(C60/C65,0)+C63*C60 | Parameter | =C62*1000*C24 | Parameter | Parameter | Parameter | Parameter | Parameter | Parameter | Parameter | Parameter | Parameter | Parameter | Parameter | =(C67+C68+C69+C70+C71+C72+C74+C73) | Parameter | Parameter | =C77+C75 | Parameter | =C79*C75 | Parameter | Parameter | Parameter | =32*(C9/2605) | Parameter | Parameter | =(Coolant Volume*Coolant Density*Coolant Cost)/10^6 | =C9*10^6/Mixed-mean Coolant Temperature Rise/Specific Heat of Coolant | Parameter | Parameter | Parameter | Parameter | =Number of Staff*Average Hourly Wage | =Hourly Personnel Cost*7.6*7*52.18 | Parameter | Parameter | Parameter | Parameter | Parameter | Parameter | =PI()*Height of Vacuum Vessel*(Radius of Vacuum Vessel^2-(Radius of Vacuum Vessel-Wall Thickness of Vacuum Vessel)^2)*Density of Vacuum Vessel Material | Parameter | =(90.69*Mass of Vacuum Vessel + Shielding Material Costs for Vacuum Vessel + 13.04*Mass Flow Rate*112.32)/10^6 | 0 | 0 | 0 | 0 | 0 | 0 | 0 | 0 | 0 | 0 | 0 | 0 | 0 | 0 | 0 | 0 | 0 | 0 | 0 | 0 | 0 | 0 | 0 | 0 | 0 | 0 | 0 | 0 | 0 | 0 | 0 | 0 | 0 | 0 | 0 | 0 | 0 | 0 | 0 | 0 | 0 | 0 | 0 | 0 | 0 | 0 | 0 | 0 | 0 | 79
Parameter | Parameter | =(1400*C22*1000)/10^6 | Parameter | =C3*C4 | =C7/(C6) | =IF(C36=0,C7*C10,C7*C10*C13) | Parameter | Parameter | Parameter | Parameter | Parameter | =C16/C8 | =C9*C17 | Parameter | Parameter | Parameter | =C8+Cooling System Energy Consumption+Vacuum System Power Usage | =C20*C19 | =C16-C20 | =365*24*C14 | =C22*C23 | =C26/(1-C27) | =C4*C14*365*24*3600 | Parameter | =C29+C37+C40+C48 | =C30*(C33*C34)/(1000)+C35 | Parameter | Parameter | Parameter | Parameter | Parameter | Parameter | Parameter | =C36*(C38) | Parameter | Parameter | =C39*(C41+C42) | =0.04+(C31*C32)/(1000) | Parameter | Parameter | Parameter | Parameter | #N/A | =C45+C25*(C28) | Parameter | Parameter | Parameter | Parameter | Parameter | Parameter | Parameter | =(C54+C53)/10^6 | =C4*((C14*24)*3600)*C51 | Parameter | Parameter | Parameter | Parameter | =ROUNDDOWN(C60/C64,0)*C58+C57*C3*C4*ROUNDDOWN(C60/C66,0)+C59+Total Coolant Cost*10^6*ROUNDDOWN(C60/C65,0)+C63*C60 | Parameter | =C62*1000*C24 | Parameter | Parameter | Parameter | Parameter | Parameter | Parameter | Parameter | Parameter | Parameter | Parameter | Parameter | =(C67+C68+C69+C70+C71+C72+C74+C73) | Parameter | Parameter | =C77+C75 | Parameter | =C79*C75 | Parameter | Parameter | Parameter | =32*(C9/2605) | Parameter | Parameter | =(Coolant Volume*Coolant Density*Coolant Cost)/10^6 | =C9*10^6/Mixed-mean Coolant Temperature Rise/Specific Heat of Coolant | Parameter | Parameter | Parameter | Parameter | =Number of Staff*Average Hourly Wage | =Hourly Personnel Cost*7.6*7*52.18 | Parameter | Parameter | Parameter | Parameter | Parameter | Parameter | =PI()*Height of Vacuum Vessel*(Radius of Vacuum Vessel^2-(Radius of Vacuum Vessel-Wall Thickness of Vacuum Vessel)^2)*Density of Vacuum Vessel Material | Parameter | =(90.69*Mass of Vacuum Vessel + Shielding Material Costs for Vacuum Vessel + 13.04*Mass Flow Rate*112.32)/10^6 | 0 | 0 | 0 | 0 | 0 | 0 | 0 | 0 | 0 | 0 | 0 | 0 | 0 | 0 | 0 | 0 | 0 | 0 | 0 | 0 | 0 | 0 | 0 | 0 | 0 | 0 | 0 | 0 | 0 | 0 | 0 | 0 | 0 | 0 | 0 | 0 | 0 | 0 | 0 | 0 | 0 | 0 | 0 | 0 | 0 | 0 | 0 | 0 | 0 | 78
Parameter | Parameter | =(1400*C22*1000)/10^6 | Parameter | =C3*C4 | =C7/(C6) | =IF(C36=0,C7*C10,C7*C10*C13) | Parameter | Parameter | Parameter | Parameter | Parameter | =C16/C8 | =C9*C17 | Parameter | Parameter | Parameter | =C8+Cooling System Energy Consumption+Vacuum System Power Usage | =C20*C19 | =C16-C20 | =365*24*C14 | =C22*C23 | =C26/(1-C27) | =C4*C14*365*24*3600 | Parameter | =C29+C37+C40+C48 | =C30*(C33*C34)/(1000)+C35 | Parameter | Parameter | Parameter | Parameter | Parameter | Parameter | Parameter | =C36*(C38) | Parameter | Parameter | =C39*(C41+C42) | =0.04+(C31*C32)/(1000) | Parameter | Parameter | Parameter | Parameter | #N/A | =C45+C25*(C28) | Parameter | Parameter | Parameter | Parameter | Parameter | Parameter | Parameter | =(C54+C53)/10^6 | =C4*((C14*24)*3600)*C51 | Parameter | Parameter | Parameter | Parameter | =ROUNDDOWN(C60/C64,0)*C58+C57*C3*C4*ROUNDDOWN(C60/C66,0)+C59+Total Coolant Cost*10^6*ROUNDDOWN(C60/C65,0)+C63*C60 | Parameter | =C62*1000*C24 | Parameter | Parameter | Parameter | Parameter | Parameter | Parameter | Parameter | Parameter | Parameter | Parameter | Parameter | =(C67+C68+C69+C70+C71+C72+C74+C73) | Parameter | Parameter | =C77+C75 | Parameter | =Decommissioning Cost Coefficient*C75 | Parameter | Parameter | Parameter | =32*(C9/2605) | Parameter | Parameter | =(Coolant Volume*Coolant Density*Coolant Cost)/10^6 | =C9*10^6/Mixed-mean Coolant Temperature Rise/Specific Heat of Coolant | Parameter | Parameter | Parameter | Parameter | =Number of Staff*Average Hourly Wage | =Hourly Personnel Cost*7.6*7*52.18 | Parameter | Parameter | Parameter | Parameter | Parameter | Parameter | =PI()*Height of Vacuum Vessel*(Radius of Vacuum Vessel^2-(Radius of Vacuum Vessel-Wall Thickness of Vacuum Vessel)^2)*Density of Vacuum Vessel Material | Parameter | =(90.69*Mass of Vacuum Vessel + Shielding Material Costs for Vacuum Vessel + 13.04*Mass Flow Rate*112.32)/10^6 | 0 | 0 | 0 | 0 | 0 | 0 | 0 | 0 | 0 | 0 | 0 | 0 | 0 | 0 | 0 | 0 | 0 | 0 | 0 | 0 | 0 | 0 | 0 | 0 | 0 | 0 | 0 | 0 | 0 | 0 | 0 | 0 | 0 | 0 | 0 | 0 | 0 | 0 | 0 | 0 | 0 | 0 | 0 | 0 | 0 | 0 | 0 | 0 | 0 | 77
Parameter | Parameter | =(1400*C22*1000)/10^6 | Parameter | =C3*C4 | =C7/(C6) | =IF(C36=0,C7*C10,C7*C10*C13) | Parameter | Parameter | Parameter | Parameter | Parameter | =C16/C8 | =C9*C17 | Parameter | Parameter | Parameter | =C8+Cooling System Energy Consumption+Vacuum System Power Usage | =C20*C19 | =C16-C20 | =365*24*C14 | =C22*C23 | =C26/(1-C27) | =C4*C14*365*24*3600 | Parameter | =C29+C37+C40+C48 | =C30*(C33*C34)/(1000)+C35 | Parameter | Parameter | Parameter | Parameter | Parameter | Parameter | Parameter | =C36*(C38) | Parameter | Parameter | =C39*(C41+C42) | =0.04+(C31*C32)/(1000) | Parameter | Parameter | Parameter | Parameter | #N/A | =C45+C25*(C28) | Parameter | Parameter | Parameter | Parameter | Parameter | Parameter | Parameter | =(C54+C53)/10^6 | =C4*((C14*24)*3600)*C51 | Parameter | Parameter | Parameter | Parameter | =ROUNDDOWN(C60/C64,0)*C58+C57*C3*C4*ROUNDDOWN(C60/C66,0)+C59+Total Coolant Cost*10^6*ROUNDDOWN(C60/C65,0)+C63*C60 | Parameter | =C62*1000*C24 | Parameter | Parameter | Parameter | Parameter | Parameter | Parameter | Parameter | Parameter | Parameter | Parameter | Parameter | =(C67+C68+C69+C70+C71+C72+C74+C73) | Parameter | Parameter | =C77+C75 | Parameter | =Decommissioning Cost Coefficient*C75 | Parameter | Parameter | Parameter | =32*(C9/2605) | Parameter | Parameter | =(Coolant Volume*Coolant Density*Coolant Cost)/10^6 | =C9*10^6/Mixed-mean Coolant Temperature Rise/Specific Heat of Coolant | Parameter | Parameter | Parameter | Parameter | =Number of Staff*Average Hourly Wage | =Hourly Personnel Cost*7.6*7*52.18 | Parameter | Parameter | Parameter | Parameter | Parameter | Parameter | =PI()*Height of Vacuum Vessel*(Radius of Vacuum Vessel^2-(Radius of Vacuum Vessel-Wall Thickness of Vacuum Vessel)^2)*Density of Vacuum Vessel Material | Parameter | =(90.69*Mass of Vacuum Vessel + Shielding Material Costs for Vacuum Vessel + 13.04*Mass Flow Rate*112.32)/10^6 | 0 | 0 | 0 | 0 | 0 | 0 | 0 | 0 | 0 | 0 | 0 | 0 | 0 | 0 | 0 | 0 | 0 | 0 | 0 | 0 | 0 | 0 | 0 | 0 | 0 | 0 | 0 | 0 | 0 | 0 | 0 | 0 | 0 | 0 | 0 | 0 | 0 | 0 | 0 | 0 | 0 | 0 | 0 | 0 | 0 | 0 | 0 | 0 | 0 | 76
Parameter | Parameter | =(1400*C22*1000)/10^6 | Parameter | =C3*C4 | =C7/(C6) | =IF(C36=0,C7*C10,C7*C10*C13) | Parameter | Parameter | Parameter | Parameter | Parameter | =C16/C8 | =C9*C17 | Parameter | Parameter | Parameter | =C8+Cooling System Energy Consumption+Vacuum System Power Usage | =C20*C19 | =C16-C20 | =365*24*C14 | =C22*C23 | =C26/(1-C27) | =C4*C14*365*24*3600 | Parameter | =C29+C37+C40+C48 | =C30*(C33*C34)/(1000)+C35 | Parameter | Parameter | Parameter | Parameter | Parameter | Parameter | Parameter | =C36*(C38) | Parameter | Parameter | =C39*(C41+C42) | =0.04+(C31*C32)/(1000) | Parameter | Parameter | Parameter | Parameter | #N/A | =C45+C25*(C28) | Parameter | Parameter | Parameter | Parameter | Parameter | Parameter | Parameter | =(C54+C53)/10^6 | =C4*((C14*24)*3600)*C51 | Parameter | Parameter | Parameter | Parameter | =ROUNDDOWN(C60/C64,0)*C58+C57*C3*C4*ROUNDDOWN(C60/C66,0)+C59+Total Coolant Cost*10^6*ROUNDDOWN(C60/C65,0)+C63*C60 | Parameter | =C62*1000*C24 | Parameter | Parameter | Parameter | Parameter | Parameter | Parameter | Parameter | Parameter | Parameter | Parameter | Parameter | =(C67+C68+C69+C70+C71+C72+C74+C73) | Parameter | Parameter | =Indirect Construction Cost+C75 | Parameter | =Decommissioning Cost Coefficient*C75 | Parameter | Parameter | Parameter | =32*(C9/2605) | Parameter | Parameter | =(Coolant Volume*Coolant Density*Coolant Cost)/10^6 | =C9*10^6/Mixed-mean Coolant Temperature Rise/Specific Heat of Coolant | Parameter | Parameter | Parameter | Parameter | =Number of Staff*Average Hourly Wage | =Hourly Personnel Cost*7.6*7*52.18 | Parameter | Parameter | Parameter | Parameter | Parameter | Parameter | =PI()*Height of Vacuum Vessel*(Radius of Vacuum Vessel^2-(Radius of Vacuum Vessel-Wall Thickness of Vacuum Vessel)^2)*Density of Vacuum Vessel Material | Parameter | =(90.69*Mass of Vacuum Vessel + Shielding Material Costs for Vacuum Vessel + 13.04*Mass Flow Rate*112.32)/10^6 | 0 | 0 | 0 | 0 | 0 | 0 | 0 | 0 | 0 | 0 | 0 | 0 | 0 | 0 | 0 | 0 | 0 | 0 | 0 | 0 | 0 | 0 | 0 | 0 | 0 | 0 | 0 | 0 | 0 | 0 | 0 | 0 | 0 | 0 | 0 | 0 | 0 | 0 | 0 | 0 | 0 | 0 | 0 | 0 | 0 | 0 | 0 | 0 | 0 | 75
Parameter | Parameter | =(1400*C22*1000)/10^6 | Parameter | =C3*C4 | =C7/(C6) | =IF(C36=0,C7*C10,C7*C10*C13) | Parameter | Parameter | Parameter | Parameter | Parameter | =C16/C8 | =C9*C17 | Parameter | Parameter | Parameter | =C8+Cooling System Energy Consumption+Vacuum System Power Usage | =C20*C19 | =C16-C20 | =365*24*C14 | =C22*C23 | =C26/(1-C27) | =C4*C14*365*24*3600 | Parameter | =C29+C37+C40+C48 | =C30*(C33*C34)/(1000)+C35 | Parameter | Parameter | Parameter | Parameter | Parameter | Parameter | Parameter | =C36*(C38) | Parameter | Parameter | =C39*(C41+C42) | =0.04+(C31*C32)/(1000) | Parameter | Parameter | Parameter | Parameter | #N/A | =C45+C25*(C28) | Parameter | Parameter | Parameter | Parameter | Parameter | Parameter | Parameter | =(C54+C53)/10^6 | =C4*((C14*24)*3600)*C51 | Parameter | Parameter | Parameter | Parameter | =ROUNDDOWN(C60/C64,0)*C58+C57*C3*C4*ROUNDDOWN(C60/C66,0)+C59+Total Coolant Cost*10^6*ROUNDDOWN(C60/C65,0)+C63*C60 | Parameter | =C62*1000*C24 | Parameter | Parameter | Parameter | Parameter | Parameter | Parameter | Parameter | Parameter | Parameter | Parameter | Parameter | =(C67+C68+C69+C70+C71+C72+C74+C73) | Parameter | Parameter | =Indirect Construction Cost+C75 | Parameter | =Decommissioning Cost Coefficient*C75 | Parameter | Parameter | Parameter | =32*(C9/2605) | Parameter | Parameter | =(Coolant Volume*Coolant Density*Coolant Cost)/10^6 | =C9*10^6/Mixed-mean Coolant Temperature Rise/Specific Heat of Coolant | Parameter | Parameter | Parameter | Parameter | =Number of Staff*Average Hourly Wage | =Hourly Personnel Cost*7.6*7*52.18 | Parameter | Parameter | Parameter | Parameter | Parameter | Parameter | =PI()*Height of Vacuum Vessel*(Radius of Vacuum Vessel^2-(Radius of Vacuum Vessel-Wall Thickness of Vacuum Vessel)^2)*Density of Vacuum Vessel Material | Parameter | =(90.69*Mass of Vacuum Vessel + Shielding Material Costs for Vacuum Vessel + 13.04*Mass Flow Rate*112.32)/10^6 | 0 | 0 | 0 | 0 | 0 | 0 | 0 | 0 | 0 | 0 | 0 | 0 | 0 | 0 | 0 | 0 | 0 | 0 | 0 | 0 | 0 | 0 | 0 | 0 | 0 | 0 | 0 | 0 | 0 | 0 | 0 | 0 | 0 | 0 | 0 | 0 | 0 | 0 | 0 | 0 | 0 | 0 | 0 | 0 | 0 | 0 | 0 | 0 | 0 | 74
Parameter | Parameter | =(1400*C22*1000)/10^6 | Parameter | =C3*C4 | =C7/(C6) | =IF(C36=0,C7*C10,C7*C10*C13) | Parameter | Parameter | Parameter | Parameter | Parameter | =C16/C8 | =C9*C17 | Parameter | Parameter | Parameter | =C8+Cooling System Energy Consumption+Vacuum System Power Usage | =C20*C19 | =C16-C20 | =365*24*C14 | =C22*C23 | =C26/(1-C27) | =C4*C14*365*24*3600 | Parameter | =C29+C37+C40+C48 | =C30*(C33*C34)/(1000)+C35 | Parameter | Parameter | Parameter | Parameter | Parameter | Parameter | Parameter | =C36*(C38) | Parameter | Parameter | =C39*(C41+C42) | =0.04+(C31*C32)/(1000) | Parameter | Parameter | Parameter | Parameter | #N/A | =C45+C25*(C28) | Parameter | Parameter | Parameter | Parameter | Parameter | Parameter | Parameter | =(C54+C53)/10^6 | =C4*((C14*24)*3600)*C51 | Parameter | Parameter | Parameter | Parameter | =ROUNDDOWN(C60/C64,0)*C58+C57*C3*C4*ROUNDDOWN(C60/C66,0)+C59+Total Coolant Cost*10^6*ROUNDDOWN(C60/C65,0)+C63*C60 | Parameter | =C62*1000*C24 | Parameter | Parameter | Parameter | Parameter | Parameter | Parameter | Parameter | Parameter | Parameter | Parameter | Parameter | =(C67+C68+C69+C70+C71+C72+C74+C73) | Parameter | Parameter | =Indirect Construction Cost+Direct Construction Cost | Parameter | =Decommissioning Cost Coefficient*Direct Construction Cost | Parameter | Parameter | Parameter | =32*(C9/2605) | Parameter | Parameter | =(Coolant Volume*Coolant Density*Coolant Cost)/10^6 | =C9*10^6/Mixed-mean Coolant Temperature Rise/Specific Heat of Coolant | Parameter | Parameter | Parameter | Parameter | =Number of Staff*Average Hourly Wage | =Hourly Personnel Cost*7.6*7*52.18 | Parameter | Parameter | Parameter | Parameter | Parameter | Parameter | =PI()*Height of Vacuum Vessel*(Radius of Vacuum Vessel^2-(Radius of Vacuum Vessel-Wall Thickness of Vacuum Vessel)^2)*Density of Vacuum Vessel Material | Parameter | =(90.69*Mass of Vacuum Vessel + Shielding Material Costs for Vacuum Vessel + 13.04*Mass Flow Rate*112.32)/10^6 | 0 | 0 | 0 | 0 | 0 | 0 | 0 | 0 | 0 | 0 | 0 | 0 | 0 | 0 | 0 | 0 | 0 | 0 | 0 | 0 | 0 | 0 | 0 | 0 | 0 | 0 | 0 | 0 | 0 | 0 | 0 | 0 | 0 | 0 | 0 | 0 | 0 | 0 | 0 | 0 | 0 | 0 | 0 | 0 | 0 | 0 | 0 | 0 | 0 | 73
Parameter | Parameter | =(1400*C22*1000)/10^6 | Parameter | =C3*C4 | =C7/(C6) | =IF(C36=0,C7*C10,C7*C10*C13) | Parameter | Parameter | Parameter | Parameter | Parameter | =C16/C8 | =C9*C17 | Parameter | Parameter | Parameter | =C8+Cooling System Energy Consumption+Vacuum System Power Usage | =C20*C19 | =C16-C20 | =365*24*C14 | =C22*C23 | =C26/(1-C27) | =C4*C14*365*24*3600 | Parameter | =C29+C37+C40+C48 | =C30*(C33*C34)/(1000)+C35 | Parameter | Parameter | Parameter | Parameter | Parameter | Parameter | Parameter | =C36*(C38) | Parameter | Parameter | =C39*(C41+C42) | =0.04+(C31*C32)/(1000) | Parameter | Parameter | Parameter | Parameter | #N/A | =C45+C25*(C28) | Parameter | Parameter | Parameter | Parameter | Parameter | Parameter | Parameter | =(C54+C53)/10^6 | =C4*((C14*24)*3600)*C51 | Parameter | Parameter | Parameter | Parameter | =ROUNDDOWN(C60/C64,0)*C58+C57*C3*C4*ROUNDDOWN(C60/C66,0)+C59+Total Coolant Cost*10^6*ROUNDDOWN(C60/C65,0)+C63*C60 | Parameter | =C62*1000*C24 | Parameter | Parameter | Parameter | Parameter | Parameter | Parameter | Parameter | Parameter | Parameter | Parameter | Parameter | =(C67+C68+C69+C70+C71+C72+Miscellaneous Buildings Cost+C73) | Parameter | Parameter | =Indirect Construction Cost+Direct Construction Cost | Parameter | =Decommissioning Cost Coefficient*Direct Construction Cost | Parameter | Parameter | Parameter | =32*(C9/2605) | Parameter | Parameter | =(Coolant Volume*Coolant Density*Coolant Cost)/10^6 | =C9*10^6/Mixed-mean Coolant Temperature Rise/Specific Heat of Coolant | Parameter | Parameter | Parameter | Parameter | =Number of Staff*Average Hourly Wage | =Hourly Personnel Cost*7.6*7*52.18 | Parameter | Parameter | Parameter | Parameter | Parameter | Parameter | =PI()*Height of Vacuum Vessel*(Radius of Vacuum Vessel^2-(Radius of Vacuum Vessel-Wall Thickness of Vacuum Vessel)^2)*Density of Vacuum Vessel Material | Parameter | =(90.69*Mass of Vacuum Vessel + Shielding Material Costs for Vacuum Vessel + 13.04*Mass Flow Rate*112.32)/10^6 | 0 | 0 | 0 | 0 | 0 | 0 | 0 | 0 | 0 | 0 | 0 | 0 | 0 | 0 | 0 | 0 | 0 | 0 | 0 | 0 | 0 | 0 | 0 | 0 | 0 | 0 | 0 | 0 | 0 | 0 | 0 | 0 | 0 | 0 | 0 | 0 | 0 | 0 | 0 | 0 | 0 | 0 | 0 | 0 | 0 | 0 | 0 | 0 | 0 | 72
Parameter | Parameter | =(1400*C22*1000)/10^6 | Parameter | =C3*C4 | =C7/(C6) | =IF(C36=0,C7*C10,C7*C10*C13) | Parameter | Parameter | Parameter | Parameter | Parameter | =C16/C8 | =C9*C17 | Parameter | Parameter | Parameter | =C8+Cooling System Energy Consumption+Vacuum System Power Usage | =C20*C19 | =C16-C20 | =365*24*C14 | =C22*C23 | =C26/(1-C27) | =C4*C14*365*24*3600 | Parameter | =C29+C37+C40+C48 | =C30*(C33*C34)/(1000)+C35 | Parameter | Parameter | Parameter | Parameter | Parameter | Parameter | Parameter | =C36*(C38) | Parameter | Parameter | =C39*(C41+C42) | =0.04+(C31*C32)/(1000) | Parameter | Parameter | Parameter | Parameter | #N/A | =C45+C25*(C28) | Parameter | Parameter | Parameter | Parameter | Parameter | Parameter | Parameter | =(C54+C53)/10^6 | =C4*((C14*24)*3600)*C51 | Parameter | Parameter | Parameter | Parameter | =ROUNDDOWN(C60/C64,0)*C58+C57*C3*C4*ROUNDDOWN(C60/C66,0)+C59+Total Coolant Cost*10^6*ROUNDDOWN(C60/C65,0)+C63*C60 | Parameter | =C62*1000*C24 | Parameter | Parameter | Parameter | Parameter | Parameter | Parameter | Parameter | Parameter | Parameter | Parameter | Parameter | =(C67+C68+C69+C70+C71+C72+Miscellaneous Buildings Cost+Laser Construction Cost) | Parameter | Parameter | =Indirect Construction Cost+Direct Construction Cost | Parameter | =Decommissioning Cost Coefficient*Direct Construction Cost | Parameter | Parameter | Parameter | =32*(C9/2605) | Parameter | Parameter | =(Coolant Volume*Coolant Density*Coolant Cost)/10^6 | =C9*10^6/Mixed-mean Coolant Temperature Rise/Specific Heat of Coolant | Parameter | Parameter | Parameter | Parameter | =Number of Staff*Average Hourly Wage | =Hourly Personnel Cost*7.6*7*52.18 | Parameter | Parameter | Parameter | Parameter | Parameter | Parameter | =PI()*Height of Vacuum Vessel*(Radius of Vacuum Vessel^2-(Radius of Vacuum Vessel-Wall Thickness of Vacuum Vessel)^2)*Density of Vacuum Vessel Material | Parameter | =(90.69*Mass of Vacuum Vessel + Shielding Material Costs for Vacuum Vessel + 13.04*Mass Flow Rate*112.32)/10^6 | 0 | 0 | 0 | 0 | 0 | 0 | 0 | 0 | 0 | 0 | 0 | 0 | 0 | 0 | 0 | 0 | 0 | 0 | 0 | 0 | 0 | 0 | 0 | 0 | 0 | 0 | 0 | 0 | 0 | 0 | 0 | 0 | 0 | 0 | 0 | 0 | 0 | 0 | 0 | 0 | 0 | 0 | 0 | 0 | 0 | 0 | 0 | 0 | 0 | 71
Parameter | Parameter | =(1400*C22*1000)/10^6 | Parameter | =C3*C4 | =C7/(C6) | =IF(C36=0,C7*C10,C7*C10*C13) | Parameter | Parameter | Parameter | Parameter | Parameter | =C16/C8 | =C9*C17 | Parameter | Parameter | Parameter | =C8+Cooling System Energy Consumption+Vacuum System Power Usage | =C20*C19 | =C16-C20 | =365*24*C14 | =C22*C23 | =C26/(1-C27) | =C4*C14*365*24*3600 | Parameter | =C29+C37+C40+C48 | =C30*(C33*C34)/(1000)+C35 | Parameter | Parameter | Parameter | Parameter | Parameter | Parameter | Parameter | =C36*(C38) | Parameter | Parameter | =C39*(C41+C42) | =0.04+(C31*C32)/(1000) | Parameter | Parameter | Parameter | Parameter | #N/A | =C45+C25*(C28) | Parameter | Parameter | Parameter | Parameter | Parameter | Parameter | Parameter | =(C54+C53)/10^6 | =C4*((C14*24)*3600)*C51 | Parameter | Parameter | Parameter | Parameter | =ROUNDDOWN(C60/C64,0)*C58+C57*C3*C4*ROUNDDOWN(C60/C66,0)+C59+Total Coolant Cost*10^6*ROUNDDOWN(C60/C65,0)+C63*C60 | Parameter | =C62*1000*C24 | Parameter | Parameter | Parameter | Parameter | Parameter | Parameter | Parameter | Parameter | Parameter | Parameter | Parameter | =(C67+C68+C69+C70+C71+Ventilation Stack Cost+Miscellaneous Buildings Cost+Laser Construction Cost) | Parameter | Parameter | =Indirect Construction Cost+Direct Construction Cost | Parameter | =Decommissioning Cost Coefficient*Direct Construction Cost | Parameter | Parameter | Parameter | =32*(C9/2605) | Parameter | Parameter | =(Coolant Volume*Coolant Density*Coolant Cost)/10^6 | =C9*10^6/Mixed-mean Coolant Temperature Rise/Specific Heat of Coolant | Parameter | Parameter | Parameter | Parameter | =Number of Staff*Average Hourly Wage | =Hourly Personnel Cost*7.6*7*52.18 | Parameter | Parameter | Parameter | Parameter | Parameter | Parameter | =PI()*Height of Vacuum Vessel*(Radius of Vacuum Vessel^2-(Radius of Vacuum Vessel-Wall Thickness of Vacuum Vessel)^2)*Density of Vacuum Vessel Material | Parameter | =(90.69*Mass of Vacuum Vessel + Shielding Material Costs for Vacuum Vessel + 13.04*Mass Flow Rate*112.32)/10^6 | 0 | 0 | 0 | 0 | 0 | 0 | 0 | 0 | 0 | 0 | 0 | 0 | 0 | 0 | 0 | 0 | 0 | 0 | 0 | 0 | 0 | 0 | 0 | 0 | 0 | 0 | 0 | 0 | 0 | 0 | 0 | 0 | 0 | 0 | 0 | 0 | 0 | 0 | 0 | 0 | 0 | 0 | 0 | 0 | 0 | 0 | 0 | 0 | 0 | 70
Parameter | Parameter | =(1400*C22*1000)/10^6 | Parameter | =C3*C4 | =C7/(C6) | =IF(C36=0,C7*C10,C7*C10*C13) | Parameter | Parameter | Parameter | Parameter | Parameter | =C16/C8 | =C9*C17 | Parameter | Parameter | Parameter | =C8+Cooling System Energy Consumption+Vacuum System Power Usage | =C20*C19 | =C16-C20 | =365*24*C14 | =C22*C23 | =C26/(1-C27) | =C4*C14*365*24*3600 | Parameter | =C29+C37+C40+C48 | =C30*(C33*C34)/(1000)+C35 | Parameter | Parameter | Parameter | Parameter | Parameter | Parameter | Parameter | =C36*(C38) | Parameter | Parameter | =C39*(C41+C42) | =0.04+(C31*C32)/(1000) | Parameter | Parameter | Parameter | Parameter | #N/A | =C45+C25*(C28) | Parameter | Parameter | Parameter | Parameter | Parameter | Parameter | Parameter | =(C54+C53)/10^6 | =C4*((C14*24)*3600)*C51 | Parameter | Parameter | Parameter | Parameter | =ROUNDDOWN(C60/C64,0)*C58+C57*C3*C4*ROUNDDOWN(C60/C66,0)+C59+Total Coolant Cost*10^6*ROUNDDOWN(C60/C65,0)+C63*C60 | Parameter | =C62*1000*C24 | Parameter | Parameter | Parameter | Parameter | Parameter | Parameter | Parameter | Parameter | Parameter | Parameter | Parameter | =(C67+C68+C69+C70+Power Supply and Energy Storage Cost+Ventilation Stack Cost+Miscellaneous Buildings Cost+Laser Construction Cost) | Parameter | Parameter | =Indirect Construction Cost+Direct Construction Cost | Parameter | =Decommissioning Cost Coefficient*Direct Construction Cost | Parameter | Parameter | Parameter | =32*(C9/2605) | Parameter | Parameter | =(Coolant Volume*Coolant Density*Coolant Cost)/10^6 | =C9*10^6/Mixed-mean Coolant Temperature Rise/Specific Heat of Coolant | Parameter | Parameter | Parameter | Parameter | =Number of Staff*Average Hourly Wage | =Hourly Personnel Cost*7.6*7*52.18 | Parameter | Parameter | Parameter | Parameter | Parameter | Parameter | =PI()*Height of Vacuum Vessel*(Radius of Vacuum Vessel^2-(Radius of Vacuum Vessel-Wall Thickness of Vacuum Vessel)^2)*Density of Vacuum Vessel Material | Parameter | =(90.69*Mass of Vacuum Vessel + Shielding Material Costs for Vacuum Vessel + 13.04*Mass Flow Rate*112.32)/10^6 | 0 | 0 | 0 | 0 | 0 | 0 | 0 | 0 | 0 | 0 | 0 | 0 | 0 | 0 | 0 | 0 | 0 | 0 | 0 | 0 | 0 | 0 | 0 | 0 | 0 | 0 | 0 | 0 | 0 | 0 | 0 | 0 | 0 | 0 | 0 | 0 | 0 | 0 | 0 | 0 | 0 | 0 | 0 | 0 | 0 | 0 | 0 | 0 | 0 | 69
Parameter | Parameter | =(1400*C22*1000)/10^6 | Parameter | =C3*C4 | =C7/(C6) | =IF(C36=0,C7*C10,C7*C10*C13) | Parameter | Parameter | Parameter | Parameter | Parameter | =C16/C8 | =C9*C17 | Parameter | Parameter | Parameter | =C8+Cooling System Energy Consumption+Vacuum System Power Usage | =C20*C19 | =C16-C20 | =365*24*C14 | =C22*C23 | =C26/(1-C27) | =C4*C14*365*24*3600 | Parameter | =C29+C37+C40+C48 | =C30*(C33*C34)/(1000)+C35 | Parameter | Parameter | Parameter | Parameter | Parameter | Parameter | Parameter | =C36*(C38) | Parameter | Parameter | =C39*(C41+C42) | =0.04+(C31*C32)/(1000) | Parameter | Parameter | Parameter | Parameter | #N/A | =C45+C25*(C28) | Parameter | Parameter | Parameter | Parameter | Parameter | Parameter | Parameter | =(C54+C53)/10^6 | =C4*((C14*24)*3600)*C51 | Parameter | Parameter | Parameter | Parameter | =ROUNDDOWN(C60/C64,0)*C58+C57*C3*C4*ROUNDDOWN(C60/C66,0)+C59+Total Coolant Cost*10^6*ROUNDDOWN(C60/C65,0)+C63*C60 | Parameter | =C62*1000*C24 | Parameter | Parameter | Parameter | Parameter | Parameter | Parameter | Parameter | Parameter | Parameter | Parameter | Parameter | =(C67+C68+C69+Cooling Tower System Cost+Power Supply and Energy Storage Cost+Ventilation Stack Cost+Miscellaneous Buildings Cost+Laser Construction Cost) | Parameter | Parameter | =Indirect Construction Cost+Direct Construction Cost | Parameter | =Decommissioning Cost Coefficient*Direct Construction Cost | Parameter | Parameter | Parameter | =32*(C9/2605) | Parameter | Parameter | =(Coolant Volume*Coolant Density*Coolant Cost)/10^6 | =C9*10^6/Mixed-mean Coolant Temperature Rise/Specific Heat of Coolant | Parameter | Parameter | Parameter | Parameter | =Number of Staff*Average Hourly Wage | =Hourly Personnel Cost*7.6*7*52.18 | Parameter | Parameter | Parameter | Parameter | Parameter | Parameter | =PI()*Height of Vacuum Vessel*(Radius of Vacuum Vessel^2-(Radius of Vacuum Vessel-Wall Thickness of Vacuum Vessel)^2)*Density of Vacuum Vessel Material | Parameter | =(90.69*Mass of Vacuum Vessel + Shielding Material Costs for Vacuum Vessel + 13.04*Mass Flow Rate*112.32)/10^6 | 0 | 0 | 0 | 0 | 0 | 0 | 0 | 0 | 0 | 0 | 0 | 0 | 0 | 0 | 0 | 0 | 0 | 0 | 0 | 0 | 0 | 0 | 0 | 0 | 0 | 0 | 0 | 0 | 0 | 0 | 0 | 0 | 0 | 0 | 0 | 0 | 0 | 0 | 0 | 0 | 0 | 0 | 0 | 0 | 0 | 0 | 0 | 0 | 0 | 68
Parameter | Parameter | =(1400*C22*1000)/10^6 | Parameter | =C3*C4 | =C7/(C6) | =IF(C36=0,C7*C10,C7*C10*C13) | Parameter | Parameter | Parameter | Parameter | Parameter | =C16/C8 | =C9*C17 | Parameter | Parameter | Parameter | =C8+Cooling System Energy Consumption+Vacuum System Power Usage | =C20*C19 | =C16-C20 | =365*24*C14 | =C22*C23 | =C26/(1-C27) | =C4*C14*365*24*3600 | Parameter | =C29+C37+C40+C48 | =C30*(C33*C34)/(1000)+C35 | Parameter | Parameter | Parameter | Parameter | Parameter | Parameter | Parameter | =C36*(C38) | Parameter | Parameter | =C39*(C41+C42) | =0.04+(C31*C32)/(1000) | Parameter | Parameter | Parameter | Parameter | #N/A | =C45+C25*(C28) | Parameter | Parameter | Parameter | Parameter | Parameter | Parameter | Parameter | =(C54+C53)/10^6 | =C4*((C14*24)*3600)*C51 | Parameter | Parameter | Parameter | Parameter | =ROUNDDOWN(C60/C64,0)*C58+C57*C3*C4*ROUNDDOWN(C60/C66,0)+C59+Total Coolant Cost*10^6*ROUNDDOWN(C60/C65,0)+C63*C60 | Parameter | =C62*1000*C24 | Parameter | Parameter | Parameter | Parameter | Parameter | Parameter | Parameter | Parameter | Parameter | Parameter | Parameter | =(C67+C68+Turbine Building Cost+Cooling Tower System Cost+Power Supply and Energy Storage Cost+Ventilation Stack Cost+Miscellaneous Buildings Cost+Laser Construction Cost) | Parameter | Parameter | =Indirect Construction Cost+Direct Construction Cost | Parameter | =Decommissioning Cost Coefficient*Direct Construction Cost | Parameter | Parameter | Parameter | =32*(C9/2605) | Parameter | Parameter | =(Coolant Volume*Coolant Density*Coolant Cost)/10^6 | =C9*10^6/Mixed-mean Coolant Temperature Rise/Specific Heat of Coolant | Parameter | Parameter | Parameter | Parameter | =Number of Staff*Average Hourly Wage | =Hourly Personnel Cost*7.6*7*52.18 | Parameter | Parameter | Parameter | Parameter | Parameter | Parameter | =PI()*Height of Vacuum Vessel*(Radius of Vacuum Vessel^2-(Radius of Vacuum Vessel-Wall Thickness of Vacuum Vessel)^2)*Density of Vacuum Vessel Material | Parameter | =(90.69*Mass of Vacuum Vessel + Shielding Material Costs for Vacuum Vessel + 13.04*Mass Flow Rate*112.32)/10^6 | 0 | 0 | 0 | 0 | 0 | 0 | 0 | 0 | 0 | 0 | 0 | 0 | 0 | 0 | 0 | 0 | 0 | 0 | 0 | 0 | 0 | 0 | 0 | 0 | 0 | 0 | 0 | 0 | 0 | 0 | 0 | 0 | 0 | 0 | 0 | 0 | 0 | 0 | 0 | 0 | 0 | 0 | 0 | 0 | 0 | 0 | 0 | 0 | 0 | 67
Parameter | Parameter | =(1400*C22*1000)/10^6 | Parameter | =C3*C4 | =C7/(C6) | =IF(C36=0,C7*C10,C7*C10*C13) | Parameter | Parameter | Parameter | Parameter | Parameter | =C16/C8 | =C9*C17 | Parameter | Parameter | Parameter | =C8+Cooling System Energy Consumption+Vacuum System Power Usage | =C20*C19 | =C16-C20 | =365*24*C14 | =C22*C23 | =C26/(1-C27) | =C4*C14*365*24*3600 | Parameter | =C29+C37+C40+C48 | =C30*(C33*C34)/(1000)+C35 | Parameter | Parameter | Parameter | Parameter | Parameter | Parameter | Parameter | =C36*(C38) | Parameter | Parameter | =C39*(C41+C42) | =0.04+(C31*C32)/(1000) | Parameter | Parameter | Parameter | Parameter | #N/A | =C45+C25*(C28) | Parameter | Parameter | Parameter | Parameter | Parameter | Parameter | Parameter | =(C54+C53)/10^6 | =C4*((C14*24)*3600)*C51 | Parameter | Parameter | Parameter | Parameter | =ROUNDDOWN(C60/C64,0)*C58+C57*C3*C4*ROUNDDOWN(C60/C66,0)+C59+Total Coolant Cost*10^6*ROUNDDOWN(C60/C65,0)+C63*C60 | Parameter | =C62*1000*C24 | Parameter | Parameter | Parameter | Parameter | Parameter | Parameter | Parameter | Parameter | Parameter | Parameter | Parameter | =(C67+Reactor Building Cost+Turbine Building Cost+Cooling Tower System Cost+Power Supply and Energy Storage Cost+Ventilation Stack Cost+Miscellaneous Buildings Cost+Laser Construction Cost) | Parameter | Parameter | =Indirect Construction Cost+Direct Construction Cost | Parameter | =Decommissioning Cost Coefficient*Direct Construction Cost | Parameter | Parameter | Parameter | =32*(C9/2605) | Parameter | Parameter | =(Coolant Volume*Coolant Density*Coolant Cost)/10^6 | =C9*10^6/Mixed-mean Coolant Temperature Rise/Specific Heat of Coolant | Parameter | Parameter | Parameter | Parameter | =Number of Staff*Average Hourly Wage | =Hourly Personnel Cost*7.6*7*52.18 | Parameter | Parameter | Parameter | Parameter | Parameter | Parameter | =PI()*Height of Vacuum Vessel*(Radius of Vacuum Vessel^2-(Radius of Vacuum Vessel-Wall Thickness of Vacuum Vessel)^2)*Density of Vacuum Vessel Material | Parameter | =(90.69*Mass of Vacuum Vessel + Shielding Material Costs for Vacuum Vessel + 13.04*Mass Flow Rate*112.32)/10^6 | 0 | 0 | 0 | 0 | 0 | 0 | 0 | 0 | 0 | 0 | 0 | 0 | 0 | 0 | 0 | 0 | 0 | 0 | 0 | 0 | 0 | 0 | 0 | 0 | 0 | 0 | 0 | 0 | 0 | 0 | 0 | 0 | 0 | 0 | 0 | 0 | 0 | 0 | 0 | 0 | 0 | 0 | 0 | 0 | 0 | 0 | 0 | 0 | 0 | 66
Parameter | Parameter | =(1400*C22*1000)/10^6 | Parameter | =C3*C4 | =C7/(C6) | =IF(C36=0,C7*C10,C7*C10*C13) | Parameter | Parameter | Parameter | Parameter | Parameter | =C16/C8 | =C9*C17 | Parameter | Parameter | Parameter | =C8+Cooling System Energy Consumption+Vacuum System Power Usage | =C20*C19 | =C16-C20 | =365*24*C14 | =C22*C23 | =C26/(1-C27) | =C4*C14*365*24*3600 | Parameter | =C29+C37+C40+C48 | =C30*(C33*C34)/(1000)+C35 | Parameter | Parameter | Parameter | Parameter | Parameter | Parameter | Parameter | =C36*(C38) | Parameter | Parameter | =C39*(C41+C42) | =0.04+(C31*C32)/(1000) | Parameter | Parameter | Parameter | Parameter | #N/A | =C45+C25*(C28) | Parameter | Parameter | Parameter | Parameter | Parameter | Parameter | Parameter | =(C54+C53)/10^6 | =C4*((C14*24)*3600)*C51 | Parameter | Parameter | Parameter | Parameter | =ROUNDDOWN(C60/C64,0)*C58+C57*C3*C4*ROUNDDOWN(C60/C66,0)+C59+Total Coolant Cost*10^6*ROUNDDOWN(C60/C65,0)+C63*C60 | Parameter | =C62*1000*C24 | Parameter | Parameter | Parameter | Parameter | Parameter | Parameter | Parameter | Parameter | Parameter | Parameter | Parameter | =(Land Cost+Reactor Building Cost+Turbine Building Cost+Cooling Tower System Cost+Power Supply and Energy Storage Cost+Ventilation Stack Cost+Miscellaneous Buildings Cost+Laser Construction Cost) | Parameter | Parameter | =Indirect Construction Cost+Direct Construction Cost | Parameter | =Decommissioning Cost Coefficient*Direct Construction Cost | Parameter | Parameter | Parameter | =32*(C9/2605) | Parameter | Parameter | =(Coolant Volume*Coolant Density*Coolant Cost)/10^6 | =C9*10^6/Mixed-mean Coolant Temperature Rise/Specific Heat of Coolant | Parameter | Parameter | Parameter | Parameter | =Number of Staff*Average Hourly Wage | =Hourly Personnel Cost*7.6*7*52.18 | Parameter | Parameter | Parameter | Parameter | Parameter | Parameter | =PI()*Height of Vacuum Vessel*(Radius of Vacuum Vessel^2-(Radius of Vacuum Vessel-Wall Thickness of Vacuum Vessel)^2)*Density of Vacuum Vessel Material | Parameter | =(90.69*Mass of Vacuum Vessel + Shielding Material Costs for Vacuum Vessel + 13.04*Mass Flow Rate*112.32)/10^6 | 0 | 0 | 0 | 0 | 0 | 0 | 0 | 0 | 0 | 0 | 0 | 0 | 0 | 0 | 0 | 0 | 0 | 0 | 0 | 0 | 0 | 0 | 0 | 0 | 0 | 0 | 0 | 0 | 0 | 0 | 0 | 0 | 0 | 0 | 0 | 0 | 0 | 0 | 0 | 0 | 0 | 0 | 0 | 0 | 0 | 0 | 0 | 0 | 0 | 65
Parameter | Parameter | =(1400*C22*1000)/10^6 | Parameter | =C3*C4 | =C7/(C6) | =IF(C36=0,C7*C10,C7*C10*C13) | Parameter | Parameter | Parameter | Parameter | Parameter | =C16/C8 | =C9*C17 | Parameter | Parameter | Parameter | =C8+Cooling System Energy Consumption+Vacuum System Power Usage | =C20*C19 | =C16-C20 | =365*24*C14 | =C22*C23 | =C26/(1-C27) | =C4*C14*365*24*3600 | Parameter | =C29+C37+C40+C48 | =C30*(C33*C34)/(1000)+C35 | Parameter | Parameter | Parameter | Parameter | Parameter | Parameter | Parameter | =C36*(C38) | Parameter | Parameter | =C39*(C41+C42) | =0.04+(C31*C32)/(1000) | Parameter | Parameter | Parameter | Parameter | #N/A | =C45+C25*(C28) | Parameter | Parameter | Parameter | Parameter | Parameter | Parameter | Parameter | =(C54+C53)/10^6 | =C4*((C14*24)*3600)*C51 | Parameter | Parameter | Parameter | Parameter | =ROUNDDOWN(C60/C64,0)*C58+C57*C3*C4*ROUNDDOWN(C60/Diode Replacement Interval,0)+C59+Total Coolant Cost*10^6*ROUNDDOWN(C60/C65,0)+C63*C60 | Parameter | =C62*1000*C24 | Parameter | Parameter | Parameter | Parameter | Parameter | Parameter | Parameter | Parameter | Parameter | Parameter | Parameter | =(Land Cost+Reactor Building Cost+Turbine Building Cost+Cooling Tower System Cost+Power Supply and Energy Storage Cost+Ventilation Stack Cost+Miscellaneous Buildings Cost+Laser Construction Cost) | Parameter | Parameter | =Indirect Construction Cost+Direct Construction Cost | Parameter | =Decommissioning Cost Coefficient*Direct Construction Cost | Parameter | Parameter | Parameter | =32*(C9/2605) | Parameter | Parameter | =(Coolant Volume*Coolant Density*Coolant Cost)/10^6 | =C9*10^6/Mixed-mean Coolant Temperature Rise/Specific Heat of Coolant | Parameter | Parameter | Parameter | Parameter | =Number of Staff*Average Hourly Wage | =Hourly Personnel Cost*7.6*7*52.18 | Parameter | Parameter | Parameter | Parameter | Parameter | Parameter | =PI()*Height of Vacuum Vessel*(Radius of Vacuum Vessel^2-(Radius of Vacuum Vessel-Wall Thickness of Vacuum Vessel)^2)*Density of Vacuum Vessel Material | Parameter | =(90.69*Mass of Vacuum Vessel + Shielding Material Costs for Vacuum Vessel + 13.04*Mass Flow Rate*112.32)/10^6 | 0 | 0 | 0 | 0 | 0 | 0 | 0 | 0 | 0 | 0 | 0 | 0 | 0 | 0 | 0 | 0 | 0 | 0 | 0 | 0 | 0 | 0 | 0 | 0 | 0 | 0 | 0 | 0 | 0 | 0 | 0 | 0 | 0 | 0 | 0 | 0 | 0 | 0 | 0 | 0 | 0 | 0 | 0 | 0 | 0 | 0 | 0 | 0 | 0 | 64
Parameter | Parameter | =(1400*C22*1000)/10^6 | Parameter | =C3*C4 | =C7/(C6) | =IF(C36=0,C7*C10,C7*C10*C13) | Parameter | Parameter | Parameter | Parameter | Parameter | =C16/C8 | =C9*C17 | Parameter | Parameter | Parameter | =C8+Cooling System Energy Consumption+Vacuum System Power Usage | =C20*C19 | =C16-C20 | =365*24*C14 | =C22*C23 | =C26/(1-C27) | =C4*C14*365*24*3600 | Parameter | =C29+C37+C40+C48 | =C30*(C33*C34)/(1000)+C35 | Parameter | Parameter | Parameter | Parameter | Parameter | Parameter | Parameter | =C36*(C38) | Parameter | Parameter | =C39*(C41+C42) | =0.04+(C31*C32)/(1000) | Parameter | Parameter | Parameter | Parameter | #N/A | =C45+C25*(C28) | Parameter | Parameter | Parameter | Parameter | Parameter | Parameter | Parameter | =(C54+C53)/10^6 | =C4*((C14*24)*3600)*C51 | Parameter | Parameter | Parameter | Parameter | =ROUNDDOWN(C60/C64,0)*C58+C57*C3*C4*ROUNDDOWN(C60/Diode Replacement Interval,0)+C59+Total Coolant Cost*10^6*ROUNDDOWN(C60/Coolant Replacement Interval,0)+C63*C60 | Parameter | =C62*1000*C24 | Parameter | Parameter | Parameter | Parameter | Parameter | Parameter | Parameter | Parameter | Parameter | Parameter | Parameter | =(Land Cost+Reactor Building Cost+Turbine Building Cost+Cooling Tower System Cost+Power Supply and Energy Storage Cost+Ventilation Stack Cost+Miscellaneous Buildings Cost+Laser Construction Cost) | Parameter | Parameter | =Indirect Construction Cost+Direct Construction Cost | Parameter | =Decommissioning Cost Coefficient*Direct Construction Cost | Parameter | Parameter | Parameter | =32*(C9/2605) | Parameter | Parameter | =(Coolant Volume*Coolant Density*Coolant Cost)/10^6 | =C9*10^6/Mixed-mean Coolant Temperature Rise/Specific Heat of Coolant | Parameter | Parameter | Parameter | Parameter | =Number of Staff*Average Hourly Wage | =Hourly Personnel Cost*7.6*7*52.18 | Parameter | Parameter | Parameter | Parameter | Parameter | Parameter | =PI()*Height of Vacuum Vessel*(Radius of Vacuum Vessel^2-(Radius of Vacuum Vessel-Wall Thickness of Vacuum Vessel)^2)*Density of Vacuum Vessel Material | Parameter | =(90.69*Mass of Vacuum Vessel + Shielding Material Costs for Vacuum Vessel + 13.04*Mass Flow Rate*112.32)/10^6 | 0 | 0 | 0 | 0 | 0 | 0 | 0 | 0 | 0 | 0 | 0 | 0 | 0 | 0 | 0 | 0 | 0 | 0 | 0 | 0 | 0 | 0 | 0 | 0 | 0 | 0 | 0 | 0 | 0 | 0 | 0 | 0 | 0 | 0 | 0 | 0 | 0 | 0 | 0 | 0 | 0 | 0 | 0 | 0 | 0 | 0 | 0 | 0 | 0 | 63
Parameter | Parameter | =(1400*C22*1000)/10^6 | Parameter | =C3*C4 | =C7/(C6) | =IF(C36=0,C7*C10,C7*C10*C13) | Parameter | Parameter | Parameter | Parameter | Parameter | =C16/C8 | =C9*C17 | Parameter | Parameter | Parameter | =C8+Cooling System Energy Consumption+Vacuum System Power Usage | =C20*C19 | =C16-C20 | =365*24*C14 | =C22*C23 | =C26/(1-C27) | =C4*C14*365*24*3600 | Parameter | =C29+C37+C40+C48 | =C30*(C33*C34)/(1000)+C35 | Parameter | Parameter | Parameter | Parameter | Parameter | Parameter | Parameter | =C36*(C38) | Parameter | Parameter | =C39*(C41+C42) | =0.04+(C31*C32)/(1000) | Parameter | Parameter | Parameter | Parameter | #N/A | =C45+C25*(C28) | Parameter | Parameter | Parameter | Parameter | Parameter | Parameter | Parameter | =(C54+C53)/10^6 | =C4*((C14*24)*3600)*C51 | Parameter | Parameter | Parameter | Parameter | =ROUNDDOWN(C60/Turbine Replacement Interval,0)*C58+C57*C3*C4*ROUNDDOWN(C60/Diode Replacement Interval,0)+C59+Total Coolant Cost*10^6*ROUNDDOWN(C60/Coolant Replacement Interval,0)+C63*C60 | Parameter | =C62*1000*C24 | Parameter | Parameter | Parameter | Parameter | Parameter | Parameter | Parameter | Parameter | Parameter | Parameter | Parameter | =(Land Cost+Reactor Building Cost+Turbine Building Cost+Cooling Tower System Cost+Power Supply and Energy Storage Cost+Ventilation Stack Cost+Miscellaneous Buildings Cost+Laser Construction Cost) | Parameter | Parameter | =Indirect Construction Cost+Direct Construction Cost | Parameter | =Decommissioning Cost Coefficient*Direct Construction Cost | Parameter | Parameter | Parameter | =32*(C9/2605) | Parameter | Parameter | =(Coolant Volume*Coolant Density*Coolant Cost)/10^6 | =C9*10^6/Mixed-mean Coolant Temperature Rise/Specific Heat of Coolant | Parameter | Parameter | Parameter | Parameter | =Number of Staff*Average Hourly Wage | =Hourly Personnel Cost*7.6*7*52.18 | Parameter | Parameter | Parameter | Parameter | Parameter | Parameter | =PI()*Height of Vacuum Vessel*(Radius of Vacuum Vessel^2-(Radius of Vacuum Vessel-Wall Thickness of Vacuum Vessel)^2)*Density of Vacuum Vessel Material | Parameter | =(90.69*Mass of Vacuum Vessel + Shielding Material Costs for Vacuum Vessel + 13.04*Mass Flow Rate*112.32)/10^6 | 0 | 0 | 0 | 0 | 0 | 0 | 0 | 0 | 0 | 0 | 0 | 0 | 0 | 0 | 0 | 0 | 0 | 0 | 0 | 0 | 0 | 0 | 0 | 0 | 0 | 0 | 0 | 0 | 0 | 0 | 0 | 0 | 0 | 0 | 0 | 0 | 0 | 0 | 0 | 0 | 0 | 0 | 0 | 0 | 0 | 0 | 0 | 0 | 0 | 62
Parameter | Parameter | =(1400*C22*1000)/10^6 | Parameter | =C3*C4 | =C7/(C6) | =IF(C36=0,C7*C10,C7*C10*C13) | Parameter | Parameter | Parameter | Parameter | Parameter | =C16/C8 | =C9*C17 | Parameter | Parameter | Parameter | =C8+Cooling System Energy Consumption+Vacuum System Power Usage | =C20*C19 | =C16-C20 | =365*24*C14 | =C22*C23 | =C26/(1-C27) | =C4*C14*365*24*3600 | Parameter | =C29+C37+C40+C48 | =C30*(C33*C34)/(1000)+C35 | Parameter | Parameter | Parameter | Parameter | Parameter | Parameter | Parameter | =C36*(C38) | Parameter | Parameter | =C39*(C41+C42) | =0.04+(C31*C32)/(1000) | Parameter | Parameter | Parameter | Parameter | #N/A | =C45+C25*(C28) | Parameter | Parameter | Parameter | Parameter | Parameter | Parameter | Parameter | =(C54+C53)/10^6 | =C4*((C14*24)*3600)*C51 | Parameter | Parameter | Parameter | Parameter | =ROUNDDOWN(C60/Turbine Replacement Interval,0)*C58+C57*C3*C4*ROUNDDOWN(C60/Diode Replacement Interval,0)+C59+Total Coolant Cost*10^6*ROUNDDOWN(C60/Coolant Replacement Interval,0)+Yearly Regular Maintenance Cost*C60 | Parameter | =C62*1000*C24 | Parameter | Parameter | Parameter | Parameter | Parameter | Parameter | Parameter | Parameter | Parameter | Parameter | Parameter | =(Land Cost+Reactor Building Cost+Turbine Building Cost+Cooling Tower System Cost+Power Supply and Energy Storage Cost+Ventilation Stack Cost+Miscellaneous Buildings Cost+Laser Construction Cost) | Parameter | Parameter | =Indirect Construction Cost+Direct Construction Cost | Parameter | =Decommissioning Cost Coefficient*Direct Construction Cost | Parameter | Parameter | Parameter | =32*(C9/2605) | Parameter | Parameter | =(Coolant Volume*Coolant Density*Coolant Cost)/10^6 | =C9*10^6/Mixed-mean Coolant Temperature Rise/Specific Heat of Coolant | Parameter | Parameter | Parameter | Parameter | =Number of Staff*Average Hourly Wage | =Hourly Personnel Cost*7.6*7*52.18 | Parameter | Parameter | Parameter | Parameter | Parameter | Parameter | =PI()*Height of Vacuum Vessel*(Radius of Vacuum Vessel^2-(Radius of Vacuum Vessel-Wall Thickness of Vacuum Vessel)^2)*Density of Vacuum Vessel Material | Parameter | =(90.69*Mass of Vacuum Vessel + Shielding Material Costs for Vacuum Vessel + 13.04*Mass Flow Rate*112.32)/10^6 | 0 | 0 | 0 | 0 | 0 | 0 | 0 | 0 | 0 | 0 | 0 | 0 | 0 | 0 | 0 | 0 | 0 | 0 | 0 | 0 | 0 | 0 | 0 | 0 | 0 | 0 | 0 | 0 | 0 | 0 | 0 | 0 | 0 | 0 | 0 | 0 | 0 | 0 | 0 | 0 | 0 | 0 | 0 | 0 | 0 | 0 | 0 | 0 | 0 | 61
Parameter | Parameter | =(1400*C22*1000)/10^6 | Parameter | =C3*C4 | =C7/(C6) | =IF(C36=0,C7*C10,C7*C10*C13) | Parameter | Parameter | Parameter | Parameter | Parameter | =C16/C8 | =C9*C17 | Parameter | Parameter | Parameter | =C8+Cooling System Energy Consumption+Vacuum System Power Usage | =C20*C19 | =C16-C20 | =365*24*C14 | =C22*C23 | =C26/(1-C27) | =C4*C14*365*24*3600 | Parameter | =C29+C37+C40+C48 | =C30*(C33*C34)/(1000)+C35 | Parameter | Parameter | Parameter | Parameter | Parameter | Parameter | Parameter | =C36*(C38) | Parameter | Parameter | =C39*(C41+C42) | =0.04+(C31*C32)/(1000) | Parameter | Parameter | Parameter | Parameter | #N/A | =C45+C25*(C28) | Parameter | Parameter | Parameter | Parameter | Parameter | Parameter | Parameter | =(C54+C53)/10^6 | =C4*((C14*24)*3600)*C51 | Parameter | Parameter | Parameter | Parameter | =ROUNDDOWN(C60/Turbine Replacement Interval,0)*C58+C57*C3*C4*ROUNDDOWN(C60/Diode Replacement Interval,0)+C59+Total Coolant Cost*10^6*ROUNDDOWN(C60/Coolant Replacement Interval,0)+Yearly Regular Maintenance Cost*C60 | Parameter | =Cost of Maintenance per kWh*1000*C24 | Parameter | Parameter | Parameter | Parameter | Parameter | Parameter | Parameter | Parameter | Parameter | Parameter | Parameter | =(Land Cost+Reactor Building Cost+Turbine Building Cost+Cooling Tower System Cost+Power Supply and Energy Storage Cost+Ventilation Stack Cost+Miscellaneous Buildings Cost+Laser Construction Cost) | Parameter | Parameter | =Indirect Construction Cost+Direct Construction Cost | Parameter | =Decommissioning Cost Coefficient*Direct Construction Cost | Parameter | Parameter | Parameter | =32*(C9/2605) | Parameter | Parameter | =(Coolant Volume*Coolant Density*Coolant Cost)/10^6 | =C9*10^6/Mixed-mean Coolant Temperature Rise/Specific Heat of Coolant | Parameter | Parameter | Parameter | Parameter | =Number of Staff*Average Hourly Wage | =Hourly Personnel Cost*7.6*7*52.18 | Parameter | Parameter | Parameter | Parameter | Parameter | Parameter | =PI()*Height of Vacuum Vessel*(Radius of Vacuum Vessel^2-(Radius of Vacuum Vessel-Wall Thickness of Vacuum Vessel)^2)*Density of Vacuum Vessel Material | Parameter | =(90.69*Mass of Vacuum Vessel + Shielding Material Costs for Vacuum Vessel + 13.04*Mass Flow Rate*112.32)/10^6 | 0 | 0 | 0 | 0 | 0 | 0 | 0 | 0 | 0 | 0 | 0 | 0 | 0 | 0 | 0 | 0 | 0 | 0 | 0 | 0 | 0 | 0 | 0 | 0 | 0 | 0 | 0 | 0 | 0 | 0 | 0 | 0 | 0 | 0 | 0 | 0 | 0 | 0 | 0 | 0 | 0 | 0 | 0 | 0 | 0 | 0 | 0 | 0 | 0 | 60
Parameter | Parameter | =(1400*C22*1000)/10^6 | Parameter | =C3*C4 | =C7/(C6) | =IF(C36=0,C7*C10,C7*C10*C13) | Parameter | Parameter | Parameter | Parameter | Parameter | =C16/C8 | =C9*C17 | Parameter | Parameter | Parameter | =C8+Cooling System Energy Consumption+Vacuum System Power Usage | =C20*C19 | =C16-C20 | =365*24*C14 | =C22*C23 | =C26/(1-C27) | =C4*C14*365*24*3600 | Parameter | =C29+C37+C40+C48 | =C30*(C33*C34)/(1000)+C35 | Parameter | Parameter | Parameter | Parameter | Parameter | Parameter | Parameter | =C36*(C38) | Parameter | Parameter | =C39*(C41+C42) | =0.04+(C31*C32)/(1000) | Parameter | Parameter | Parameter | Parameter | #N/A | =C45+C25*(C28) | Parameter | Parameter | Parameter | Parameter | Parameter | Parameter | Parameter | =(C54+C53)/10^6 | =C4*((C14*24)*3600)*C51 | Parameter | Parameter | Parameter | Parameter | =ROUNDDOWN(C60/Turbine Replacement Interval,0)*C58+C57*C3*C4*ROUNDDOWN(C60/Diode Replacement Interval,0)+C59+Total Coolant Cost*10^6*ROUNDDOWN(C60/Coolant Replacement Interval,0)+Yearly Regular Maintenance Cost*C60 | Parameter | =Cost of Maintenance per kWh*1000*C24 | Parameter | Parameter | Parameter | Parameter | Parameter | Parameter | Parameter | Parameter | Parameter | Parameter | Parameter | =(Land Cost+Reactor Building Cost+Turbine Building Cost+Cooling Tower System Cost+Power Supply and Energy Storage Cost+Ventilation Stack Cost+Miscellaneous Buildings Cost+Laser Construction Cost) | Parameter | Parameter | =Indirect Construction Cost+Direct Construction Cost | Parameter | =Decommissioning Cost Coefficient*Direct Construction Cost | Parameter | Parameter | Parameter | =32*(C9/2605) | Parameter | Parameter | =(Coolant Volume*Coolant Density*Coolant Cost)/10^6 | =C9*10^6/Mixed-mean Coolant Temperature Rise/Specific Heat of Coolant | Parameter | Parameter | Parameter | Parameter | =Number of Staff*Average Hourly Wage | =Hourly Personnel Cost*7.6*7*52.18 | Parameter | Parameter | Parameter | Parameter | Parameter | Parameter | =PI()*Height of Vacuum Vessel*(Radius of Vacuum Vessel^2-(Radius of Vacuum Vessel-Wall Thickness of Vacuum Vessel)^2)*Density of Vacuum Vessel Material | Parameter | =(90.69*Mass of Vacuum Vessel + Shielding Material Costs for Vacuum Vessel + 13.04*Mass Flow Rate*112.32)/10^6 | 0 | 0 | 0 | 0 | 0 | 0 | 0 | 0 | 0 | 0 | 0 | 0 | 0 | 0 | 0 | 0 | 0 | 0 | 0 | 0 | 0 | 0 | 0 | 0 | 0 | 0 | 0 | 0 | 0 | 0 | 0 | 0 | 0 | 0 | 0 | 0 | 0 | 0 | 0 | 0 | 0 | 0 | 0 | 0 | 0 | 0 | 0 | 0 | 0 | 59
Parameter | Parameter | =(1400*C22*1000)/10^6 | Parameter | =C3*C4 | =C7/(C6) | =IF(C36=0,C7*C10,C7*C10*C13) | Parameter | Parameter | Parameter | Parameter | Parameter | =C16/C8 | =C9*C17 | Parameter | Parameter | Parameter | =C8+Cooling System Energy Consumption+Vacuum System Power Usage | =C20*C19 | =C16-C20 | =365*24*C14 | =C22*C23 | =C26/(1-C27) | =C4*C14*365*24*3600 | Parameter | =C29+C37+C40+C48 | =C30*(C33*C34)/(1000)+C35 | Parameter | Parameter | Parameter | Parameter | Parameter | Parameter | Parameter | =C36*(C38) | Parameter | Parameter | =C39*(C41+C42) | =0.04+(C31*C32)/(1000) | Parameter | Parameter | Parameter | Parameter | #N/A | =C45+C25*(C28) | Parameter | Parameter | Parameter | Parameter | Parameter | Parameter | Parameter | =(C54+C53)/10^6 | =C4*((C14*24)*3600)*C51 | Parameter | Parameter | Parameter | Parameter | =ROUNDDOWN(Number of Years in Service/Turbine Replacement Interval,0)*C58+C57*C3*C4*ROUNDDOWN(Number of Years in Service/Diode Replacement Interval,0)+C59+Total Coolant Cost*10^6*ROUNDDOWN(Number of Years in Service/Coolant Replacement Interval,0)+Yearly Regular Maintenance Cost*Number of Years in Service | Parameter | =Cost of Maintenance per kWh*1000*C24 | Parameter | Parameter | Parameter | Parameter | Parameter | Parameter | Parameter | Parameter | Parameter | Parameter | Parameter | =(Land Cost+Reactor Building Cost+Turbine Building Cost+Cooling Tower System Cost+Power Supply and Energy Storage Cost+Ventilation Stack Cost+Miscellaneous Buildings Cost+Laser Construction Cost) | Parameter | Parameter | =Indirect Construction Cost+Direct Construction Cost | Parameter | =Decommissioning Cost Coefficient*Direct Construction Cost | Parameter | Parameter | Parameter | =32*(C9/2605) | Parameter | Parameter | =(Coolant Volume*Coolant Density*Coolant Cost)/10^6 | =C9*10^6/Mixed-mean Coolant Temperature Rise/Specific Heat of Coolant | Parameter | Parameter | Parameter | Parameter | =Number of Staff*Average Hourly Wage | =Hourly Personnel Cost*7.6*7*52.18 | Parameter | Parameter | Parameter | Parameter | Parameter | Parameter | =PI()*Height of Vacuum Vessel*(Radius of Vacuum Vessel^2-(Radius of Vacuum Vessel-Wall Thickness of Vacuum Vessel)^2)*Density of Vacuum Vessel Material | Parameter | =(90.69*Mass of Vacuum Vessel + Shielding Material Costs for Vacuum Vessel + 13.04*Mass Flow Rate*112.32)/10^6 | 0 | 0 | 0 | 0 | 0 | 0 | 0 | 0 | 0 | 0 | 0 | 0 | 0 | 0 | 0 | 0 | 0 | 0 | 0 | 0 | 0 | 0 | 0 | 0 | 0 | 0 | 0 | 0 | 0 | 0 | 0 | 0 | 0 | 0 | 0 | 0 | 0 | 0 | 0 | 0 | 0 | 0 | 0 | 0 | 0 | 0 | 0 | 0 | 0 | 58
Parameter | Parameter | =(1400*C22*1000)/10^6 | Parameter | =C3*C4 | =C7/(C6) | =IF(C36=0,C7*C10,C7*C10*C13) | Parameter | Parameter | Parameter | Parameter | Parameter | =C16/C8 | =C9*C17 | Parameter | Parameter | Parameter | =C8+Cooling System Energy Consumption+Vacuum System Power Usage | =C20*C19 | =C16-C20 | =365*24*C14 | =C22*C23 | =C26/(1-C27) | =C4*C14*365*24*3600 | Parameter | =C29+C37+C40+C48 | =C30*(C33*C34)/(1000)+C35 | Parameter | Parameter | Parameter | Parameter | Parameter | Parameter | Parameter | =C36*(C38) | Parameter | Parameter | =C39*(C41+C42) | =0.04+(C31*C32)/(1000) | Parameter | Parameter | Parameter | Parameter | #N/A | =C45+C25*(C28) | Parameter | Parameter | Parameter | Parameter | Parameter | Parameter | Parameter | =(C54+C53)/10^6 | =C4*((C14*24)*3600)*C51 | Parameter | Parameter | Parameter | Parameter | =ROUNDDOWN(Number of Years in Service/Turbine Replacement Interval,0)*C58+C57*C3*C4*ROUNDDOWN(Number of Years in Service/Diode Replacement Interval,0)+Lifetime Wall Replacement Cost+Total Coolant Cost*10^6*ROUNDDOWN(Number of Years in Service/Coolant Replacement Interval,0)+Yearly Regular Maintenance Cost*Number of Years in Service | Parameter | =Cost of Maintenance per kWh*1000*C24 | Parameter | Parameter | Parameter | Parameter | Parameter | Parameter | Parameter | Parameter | Parameter | Parameter | Parameter | =(Land Cost+Reactor Building Cost+Turbine Building Cost+Cooling Tower System Cost+Power Supply and Energy Storage Cost+Ventilation Stack Cost+Miscellaneous Buildings Cost+Laser Construction Cost) | Parameter | Parameter | =Indirect Construction Cost+Direct Construction Cost | Parameter | =Decommissioning Cost Coefficient*Direct Construction Cost | Parameter | Parameter | Parameter | =32*(C9/2605) | Parameter | Parameter | =(Coolant Volume*Coolant Density*Coolant Cost)/10^6 | =C9*10^6/Mixed-mean Coolant Temperature Rise/Specific Heat of Coolant | Parameter | Parameter | Parameter | Parameter | =Number of Staff*Average Hourly Wage | =Hourly Personnel Cost*7.6*7*52.18 | Parameter | Parameter | Parameter | Parameter | Parameter | Parameter | =PI()*Height of Vacuum Vessel*(Radius of Vacuum Vessel^2-(Radius of Vacuum Vessel-Wall Thickness of Vacuum Vessel)^2)*Density of Vacuum Vessel Material | Parameter | =(90.69*Mass of Vacuum Vessel + Shielding Material Costs for Vacuum Vessel + 13.04*Mass Flow Rate*112.32)/10^6 | 0 | 0 | 0 | 0 | 0 | 0 | 0 | 0 | 0 | 0 | 0 | 0 | 0 | 0 | 0 | 0 | 0 | 0 | 0 | 0 | 0 | 0 | 0 | 0 | 0 | 0 | 0 | 0 | 0 | 0 | 0 | 0 | 0 | 0 | 0 | 0 | 0 | 0 | 0 | 0 | 0 | 0 | 0 | 0 | 0 | 0 | 0 | 0 | 0 | 57
Parameter | Parameter | =(1400*C22*1000)/10^6 | Parameter | =C3*C4 | =C7/(C6) | =IF(C36=0,C7*C10,C7*C10*C13) | Parameter | Parameter | Parameter | Parameter | Parameter | =C16/C8 | =C9*C17 | Parameter | Parameter | Parameter | =C8+Cooling System Energy Consumption+Vacuum System Power Usage | =C20*C19 | =C16-C20 | =365*24*C14 | =C22*C23 | =C26/(1-C27) | =C4*C14*365*24*3600 | Parameter | =C29+C37+C40+C48 | =C30*(C33*C34)/(1000)+C35 | Parameter | Parameter | Parameter | Parameter | Parameter | Parameter | Parameter | =C36*(C38) | Parameter | Parameter | =C39*(C41+C42) | =0.04+(C31*C32)/(1000) | Parameter | Parameter | Parameter | Parameter | #N/A | =C45+C25*(C28) | Parameter | Parameter | Parameter | Parameter | Parameter | Parameter | Parameter | =(C54+C53)/10^6 | =C4*((C14*24)*3600)*C51 | Parameter | Parameter | Parameter | Parameter | =ROUNDDOWN(Number of Years in Service/Turbine Replacement Interval,0)*Turbine Generators Replacement Cost+C57*C3*C4*ROUNDDOWN(Number of Years in Service/Diode Replacement Interval,0)+Lifetime Wall Replacement Cost+Total Coolant Cost*10^6*ROUNDDOWN(Number of Years in Service/Coolant Replacement Interval,0)+Yearly Regular Maintenance Cost*Number of Years in Service | Parameter | =Cost of Maintenance per kWh*1000*C24 | Parameter | Parameter | Parameter | Parameter | Parameter | Parameter | Parameter | Parameter | Parameter | Parameter | Parameter | =(Land Cost+Reactor Building Cost+Turbine Building Cost+Cooling Tower System Cost+Power Supply and Energy Storage Cost+Ventilation Stack Cost+Miscellaneous Buildings Cost+Laser Construction Cost) | Parameter | Parameter | =Indirect Construction Cost+Direct Construction Cost | Parameter | =Decommissioning Cost Coefficient*Direct Construction Cost | Parameter | Parameter | Parameter | =32*(C9/2605) | Parameter | Parameter | =(Coolant Volume*Coolant Density*Coolant Cost)/10^6 | =C9*10^6/Mixed-mean Coolant Temperature Rise/Specific Heat of Coolant | Parameter | Parameter | Parameter | Parameter | =Number of Staff*Average Hourly Wage | =Hourly Personnel Cost*7.6*7*52.18 | Parameter | Parameter | Parameter | Parameter | Parameter | Parameter | =PI()*Height of Vacuum Vessel*(Radius of Vacuum Vessel^2-(Radius of Vacuum Vessel-Wall Thickness of Vacuum Vessel)^2)*Density of Vacuum Vessel Material | Parameter | =(90.69*Mass of Vacuum Vessel + Shielding Material Costs for Vacuum Vessel + 13.04*Mass Flow Rate*112.32)/10^6 | 0 | 0 | 0 | 0 | 0 | 0 | 0 | 0 | 0 | 0 | 0 | 0 | 0 | 0 | 0 | 0 | 0 | 0 | 0 | 0 | 0 | 0 | 0 | 0 | 0 | 0 | 0 | 0 | 0 | 0 | 0 | 0 | 0 | 0 | 0 | 0 | 0 | 0 | 0 | 0 | 0 | 0 | 0 | 0 | 0 | 0 | 0 | 0 | 0 | 56
Parameter | Parameter | =(1400*C22*1000)/10^6 | Parameter | =C3*C4 | =C7/(C6) | =IF(C36=0,C7*C10,C7*C10*C13) | Parameter | Parameter | Parameter | Parameter | Parameter | =C16/C8 | =C9*C17 | Parameter | Parameter | Parameter | =C8+Cooling System Energy Consumption+Vacuum System Power Usage | =C20*C19 | =C16-C20 | =365*24*C14 | =C22*C23 | =C26/(1-C27) | =C4*C14*365*24*3600 | Parameter | =C29+C37+C40+C48 | =C30*(C33*C34)/(1000)+C35 | Parameter | Parameter | Parameter | Parameter | Parameter | Parameter | Parameter | =C36*(C38) | Parameter | Parameter | =C39*(C41+C42) | =0.04+(C31*C32)/(1000) | Parameter | Parameter | Parameter | Parameter | #N/A | =C45+C25*(C28) | Parameter | Parameter | Parameter | Parameter | Parameter | Parameter | Parameter | =(C54+C53)/10^6 | =C4*((C14*24)*3600)*C51 | Parameter | Parameter | Parameter | Parameter | =ROUNDDOWN(Number of Years in Service/Turbine Replacement Interval,0)*Turbine Generators Replacement Cost+Diode Replacement Cost*C3*C4*ROUNDDOWN(Number of Years in Service/Diode Replacement Interval,0)+Lifetime Wall Replacement Cost+Total Coolant Cost*10^6*ROUNDDOWN(Number of Years in Service/Coolant Replacement Interval,0)+Yearly Regular Maintenance Cost*Number of Years in Service | Parameter | =Cost of Maintenance per kWh*1000*C24 | Parameter | Parameter | Parameter | Parameter | Parameter | Parameter | Parameter | Parameter | Parameter | Parameter | Parameter | =(Land Cost+Reactor Building Cost+Turbine Building Cost+Cooling Tower System Cost+Power Supply and Energy Storage Cost+Ventilation Stack Cost+Miscellaneous Buildings Cost+Laser Construction Cost) | Parameter | Parameter | =Indirect Construction Cost+Direct Construction Cost | Parameter | =Decommissioning Cost Coefficient*Direct Construction Cost | Parameter | Parameter | Parameter | =32*(C9/2605) | Parameter | Parameter | =(Coolant Volume*Coolant Density*Coolant Cost)/10^6 | =C9*10^6/Mixed-mean Coolant Temperature Rise/Specific Heat of Coolant | Parameter | Parameter | Parameter | Parameter | =Number of Staff*Average Hourly Wage | =Hourly Personnel Cost*7.6*7*52.18 | Parameter | Parameter | Parameter | Parameter | Parameter | Parameter | =PI()*Height of Vacuum Vessel*(Radius of Vacuum Vessel^2-(Radius of Vacuum Vessel-Wall Thickness of Vacuum Vessel)^2)*Density of Vacuum Vessel Material | Parameter | =(90.69*Mass of Vacuum Vessel + Shielding Material Costs for Vacuum Vessel + 13.04*Mass Flow Rate*112.32)/10^6 | 0 | 0 | 0 | 0 | 0 | 0 | 0 | 0 | 0 | 0 | 0 | 0 | 0 | 0 | 0 | 0 | 0 | 0 | 0 | 0 | 0 | 0 | 0 | 0 | 0 | 0 | 0 | 0 | 0 | 0 | 0 | 0 | 0 | 0 | 0 | 0 | 0 | 0 | 0 | 0 | 0 | 0 | 0 | 0 | 0 | 0 | 0 | 0 | 0 | 55
Parameter | Parameter | =(1400*C22*1000)/10^6 | Parameter | =C3*C4 | =C7/(C6) | =IF(C36=0,C7*C10,C7*C10*C13) | Parameter | Parameter | Parameter | Parameter | Parameter | =C16/C8 | =C9*C17 | Parameter | Parameter | Parameter | =C8+Cooling System Energy Consumption+Vacuum System Power Usage | =C20*C19 | =C16-C20 | =365*24*C14 | =C22*C23 | =C26/(1-C27) | =C4*C14*365*24*3600 | Parameter | =C29+C37+C40+C48 | =C30*(C33*C34)/(1000)+C35 | Parameter | Parameter | Parameter | Parameter | Parameter | Parameter | Parameter | =C36*(C38) | Parameter | Parameter | =C39*(C41+C42) | =0.04+(C31*C32)/(1000) | Parameter | Parameter | Parameter | Parameter | #N/A | =C45+C25*(C28) | Parameter | Parameter | Parameter | Parameter | Parameter | Parameter | Parameter | =(C54+C53)/10^6 | =C4*((C14*24)*3600)*C51 | Parameter | Parameter | Parameter | Parameter | =ROUNDDOWN(Number of Years in Service/Turbine Replacement Interval,0)*Turbine Generators Replacement Cost+Diode Replacement Cost*C3*C4*ROUNDDOWN(Number of Years in Service/Diode Replacement Interval,0)+Lifetime Wall Replacement Cost+Total Coolant Cost*10^6*ROUNDDOWN(Number of Years in Service/Coolant Replacement Interval,0)+Yearly Regular Maintenance Cost*Number of Years in Service | Parameter | =Cost of Maintenance per kWh*1000*C24 | Parameter | Parameter | Parameter | Parameter | Parameter | Parameter | Parameter | Parameter | Parameter | Parameter | Parameter | =(Land Cost+Reactor Building Cost+Turbine Building Cost+Cooling Tower System Cost+Power Supply and Energy Storage Cost+Ventilation Stack Cost+Miscellaneous Buildings Cost+Laser Construction Cost) | Parameter | Parameter | =Indirect Construction Cost+Direct Construction Cost | Parameter | =Decommissioning Cost Coefficient*Direct Construction Cost | Parameter | Parameter | Parameter | =32*(C9/2605) | Parameter | Parameter | =(Coolant Volume*Coolant Density*Coolant Cost)/10^6 | =C9*10^6/Mixed-mean Coolant Temperature Rise/Specific Heat of Coolant | Parameter | Parameter | Parameter | Parameter | =Number of Staff*Average Hourly Wage | =Hourly Personnel Cost*7.6*7*52.18 | Parameter | Parameter | Parameter | Parameter | Parameter | Parameter | =PI()*Height of Vacuum Vessel*(Radius of Vacuum Vessel^2-(Radius of Vacuum Vessel-Wall Thickness of Vacuum Vessel)^2)*Density of Vacuum Vessel Material | Parameter | =(90.69*Mass of Vacuum Vessel + Shielding Material Costs for Vacuum Vessel + 13.04*Mass Flow Rate*112.32)/10^6 | 0 | 0 | 0 | 0 | 0 | 0 | 0 | 0 | 0 | 0 | 0 | 0 | 0 | 0 | 0 | 0 | 0 | 0 | 0 | 0 | 0 | 0 | 0 | 0 | 0 | 0 | 0 | 0 | 0 | 0 | 0 | 0 | 0 | 0 | 0 | 0 | 0 | 0 | 0 | 0 | 0 | 0 | 0 | 0 | 0 | 0 | 0 | 0 | 0 | 54
Parameter | Parameter | =(1400*C22*1000)/10^6 | Parameter | =C3*C4 | =C7/(C6) | =IF(C36=0,C7*C10,C7*C10*C13) | Parameter | Parameter | Parameter | Parameter | Parameter | =C16/C8 | =C9*C17 | Parameter | Parameter | Parameter | =C8+Cooling System Energy Consumption+Vacuum System Power Usage | =C20*C19 | =C16-C20 | =365*24*C14 | =C22*C23 | =C26/(1-C27) | =C4*C14*365*24*3600 | Parameter | =C29+C37+C40+C48 | =C30*(C33*C34)/(1000)+C35 | Parameter | Parameter | Parameter | Parameter | Parameter | Parameter | Parameter | =C36*(C38) | Parameter | Parameter | =C39*(C41+C42) | =0.04+(C31*C32)/(1000) | Parameter | Parameter | Parameter | Parameter | #N/A | =C45+C25*(C28) | Parameter | Parameter | Parameter | Parameter | Parameter | Parameter | Parameter | =(C54+C53)/10^6 | =C4*((C14*24)*3600)*C51 | Parameter | Parameter | Parameter | Parameter | =ROUNDDOWN(Number of Years in Service/Turbine Replacement Interval,0)*Turbine Generators Replacement Cost+Diode Replacement Cost*C3*C4*ROUNDDOWN(Number of Years in Service/Diode Replacement Interval,0)+Lifetime Wall Replacement Cost+Total Coolant Cost*10^6*ROUNDDOWN(Number of Years in Service/Coolant Replacement Interval,0)+Yearly Regular Maintenance Cost*Number of Years in Service | Parameter | =Cost of Maintenance per kWh*1000*C24 | Parameter | Parameter | Parameter | Parameter | Parameter | Parameter | Parameter | Parameter | Parameter | Parameter | Parameter | =(Land Cost+Reactor Building Cost+Turbine Building Cost+Cooling Tower System Cost+Power Supply and Energy Storage Cost+Ventilation Stack Cost+Miscellaneous Buildings Cost+Laser Construction Cost) | Parameter | Parameter | =Indirect Construction Cost+Direct Construction Cost | Parameter | =Decommissioning Cost Coefficient*Direct Construction Cost | Parameter | Parameter | Parameter | =32*(C9/2605) | Parameter | Parameter | =(Coolant Volume*Coolant Density*Coolant Cost)/10^6 | =C9*10^6/Mixed-mean Coolant Temperature Rise/Specific Heat of Coolant | Parameter | Parameter | Parameter | Parameter | =Number of Staff*Average Hourly Wage | =Hourly Personnel Cost*7.6*7*52.18 | Parameter | Parameter | Parameter | Parameter | Parameter | Parameter | =PI()*Height of Vacuum Vessel*(Radius of Vacuum Vessel^2-(Radius of Vacuum Vessel-Wall Thickness of Vacuum Vessel)^2)*Density of Vacuum Vessel Material | Parameter | =(90.69*Mass of Vacuum Vessel + Shielding Material Costs for Vacuum Vessel + 13.04*Mass Flow Rate*112.32)/10^6 | 0 | 0 | 0 | 0 | 0 | 0 | 0 | 0 | 0 | 0 | 0 | 0 | 0 | 0 | 0 | 0 | 0 | 0 | 0 | 0 | 0 | 0 | 0 | 0 | 0 | 0 | 0 | 0 | 0 | 0 | 0 | 0 | 0 | 0 | 0 | 0 | 0 | 0 | 0 | 0 | 0 | 0 | 0 | 0 | 0 | 0 | 0 | 0 | 0 | 53
Parameter | Parameter | =(1400*C22*1000)/10^6 | Parameter | =C3*C4 | =C7/(C6) | =IF(C36=0,C7*C10,C7*C10*C13) | Parameter | Parameter | Parameter | Parameter | Parameter | =C16/C8 | =C9*C17 | Parameter | Parameter | Parameter | =C8+Cooling System Energy Consumption+Vacuum System Power Usage | =C20*C19 | =C16-C20 | =365*24*C14 | =C22*C23 | =C26/(1-C27) | =C4*C14*365*24*3600 | Parameter | =C29+C37+C40+C48 | =C30*(C33*C34)/(1000)+C35 | Parameter | Parameter | Parameter | Parameter | Parameter | Parameter | Parameter | =C36*(C38) | Parameter | Parameter | =C39*(C41+C42) | =0.04+(C31*C32)/(1000) | Parameter | Parameter | Parameter | Parameter | #N/A | =C45+C25*(C28) | Parameter | Parameter | Parameter | Parameter | Parameter | Parameter | Parameter | =(Total Cost of Fuel Storage+C53)/10^6 | =C4*((C14*24)*3600)*C51 | Parameter | Parameter | Parameter | Parameter | =ROUNDDOWN(Number of Years in Service/Turbine Replacement Interval,0)*Turbine Generators Replacement Cost+Diode Replacement Cost*C3*C4*ROUNDDOWN(Number of Years in Service/Diode Replacement Interval,0)+Lifetime Wall Replacement Cost+Total Coolant Cost*10^6*ROUNDDOWN(Number of Years in Service/Coolant Replacement Interval,0)+Yearly Regular Maintenance Cost*Number of Years in Service | Parameter | =Cost of Maintenance per kWh*1000*C24 | Parameter | Parameter | Parameter | Parameter | Parameter | Parameter | Parameter | Parameter | Parameter | Parameter | Parameter | =(Land Cost+Reactor Building Cost+Turbine Building Cost+Cooling Tower System Cost+Power Supply and Energy Storage Cost+Ventilation Stack Cost+Miscellaneous Buildings Cost+Laser Construction Cost) | Parameter | Parameter | =Indirect Construction Cost+Direct Construction Cost | Parameter | =Decommissioning Cost Coefficient*Direct Construction Cost | Parameter | Parameter | Parameter | =32*(C9/2605) | Parameter | Parameter | =(Coolant Volume*Coolant Density*Coolant Cost)/10^6 | =C9*10^6/Mixed-mean Coolant Temperature Rise/Specific Heat of Coolant | Parameter | Parameter | Parameter | Parameter | =Number of Staff*Average Hourly Wage | =Hourly Personnel Cost*7.6*7*52.18 | Parameter | Parameter | Parameter | Parameter | Parameter | Parameter | =PI()*Height of Vacuum Vessel*(Radius of Vacuum Vessel^2-(Radius of Vacuum Vessel-Wall Thickness of Vacuum Vessel)^2)*Density of Vacuum Vessel Material | Parameter | =(90.69*Mass of Vacuum Vessel + Shielding Material Costs for Vacuum Vessel + 13.04*Mass Flow Rate*112.32)/10^6 | 0 | 0 | 0 | 0 | 0 | 0 | 0 | 0 | 0 | 0 | 0 | 0 | 0 | 0 | 0 | 0 | 0 | 0 | 0 | 0 | 0 | 0 | 0 | 0 | 0 | 0 | 0 | 0 | 0 | 0 | 0 | 0 | 0 | 0 | 0 | 0 | 0 | 0 | 0 | 0 | 0 | 0 | 0 | 0 | 0 | 0 | 0 | 0 | 0 | 52
Parameter | Parameter | =(1400*C22*1000)/10^6 | Parameter | =C3*C4 | =C7/(C6) | =IF(C36=0,C7*C10,C7*C10*C13) | Parameter | Parameter | Parameter | Parameter | Parameter | =C16/C8 | =C9*C17 | Parameter | Parameter | Parameter | =C8+Cooling System Energy Consumption+Vacuum System Power Usage | =C20*C19 | =C16-C20 | =365*24*C14 | =C22*C23 | =C26/(1-C27) | =C4*C14*365*24*3600 | Parameter | =C29+C37+C40+C48 | =C30*(C33*C34)/(1000)+C35 | Parameter | Parameter | Parameter | Parameter | Parameter | Parameter | Parameter | =C36*(C38) | Parameter | Parameter | =C39*(C41+C42) | =0.04+(C31*C32)/(1000) | Parameter | Parameter | Parameter | Parameter | #N/A | =C45+C25*(C28) | Parameter | Parameter | Parameter | Parameter | Parameter | Parameter | Parameter | =(Total Cost of Fuel Storage+Cost of Fuel Delivery Robot)/10^6 | =C4*((C14*24)*3600)*C51 | Parameter | Parameter | Parameter | Parameter | =ROUNDDOWN(Number of Years in Service/Turbine Replacement Interval,0)*Turbine Generators Replacement Cost+Diode Replacement Cost*C3*C4*ROUNDDOWN(Number of Years in Service/Diode Replacement Interval,0)+Lifetime Wall Replacement Cost+Total Coolant Cost*10^6*ROUNDDOWN(Number of Years in Service/Coolant Replacement Interval,0)+Yearly Regular Maintenance Cost*Number of Years in Service | Parameter | =Cost of Maintenance per kWh*1000*C24 | Parameter | Parameter | Parameter | Parameter | Parameter | Parameter | Parameter | Parameter | Parameter | Parameter | Parameter | =(Land Cost+Reactor Building Cost+Turbine Building Cost+Cooling Tower System Cost+Power Supply and Energy Storage Cost+Ventilation Stack Cost+Miscellaneous Buildings Cost+Laser Construction Cost) | Parameter | Parameter | =Indirect Construction Cost+Direct Construction Cost | Parameter | =Decommissioning Cost Coefficient*Direct Construction Cost | Parameter | Parameter | Parameter | =32*(C9/2605) | Parameter | Parameter | =(Coolant Volume*Coolant Density*Coolant Cost)/10^6 | =C9*10^6/Mixed-mean Coolant Temperature Rise/Specific Heat of Coolant | Parameter | Parameter | Parameter | Parameter | =Number of Staff*Average Hourly Wage | =Hourly Personnel Cost*7.6*7*52.18 | Parameter | Parameter | Parameter | Parameter | Parameter | Parameter | =PI()*Height of Vacuum Vessel*(Radius of Vacuum Vessel^2-(Radius of Vacuum Vessel-Wall Thickness of Vacuum Vessel)^2)*Density of Vacuum Vessel Material | Parameter | =(90.69*Mass of Vacuum Vessel + Shielding Material Costs for Vacuum Vessel + 13.04*Mass Flow Rate*112.32)/10^6 | 0 | 0 | 0 | 0 | 0 | 0 | 0 | 0 | 0 | 0 | 0 | 0 | 0 | 0 | 0 | 0 | 0 | 0 | 0 | 0 | 0 | 0 | 0 | 0 | 0 | 0 | 0 | 0 | 0 | 0 | 0 | 0 | 0 | 0 | 0 | 0 | 0 | 0 | 0 | 0 | 0 | 0 | 0 | 0 | 0 | 0 | 0 | 0 | 0 | 51
Parameter | Parameter | =(1400*C22*1000)/10^6 | Parameter | =C3*C4 | =C7/(C6) | =IF(C36=0,C7*C10,C7*C10*C13) | Parameter | Parameter | Parameter | Parameter | Parameter | =C16/C8 | =C9*C17 | Parameter | Parameter | Parameter | =C8+Cooling System Energy Consumption+Vacuum System Power Usage | =C20*C19 | =C16-C20 | =365*24*C14 | =C22*C23 | =C26/(1-C27) | =C4*C14*365*24*3600 | Parameter | =C29+C37+C40+C48 | =C30*(C33*C34)/(1000)+C35 | Parameter | Parameter | Parameter | Parameter | Parameter | Parameter | Parameter | =C36*(C38) | Parameter | Parameter | =C39*(C41+C42) | =0.04+(C31*C32)/(1000) | Parameter | Parameter | Parameter | Parameter | #N/A | =C45+C25*(C28) | Parameter | Parameter | Parameter | Parameter | Parameter | Parameter | Parameter | =(Total Cost of Fuel Storage+Cost of Fuel Delivery Robot)/10^6 | =C4*((C14*24)*3600)*C51 | Parameter | Parameter | Parameter | Parameter | =ROUNDDOWN(Number of Years in Service/Turbine Replacement Interval,0)*Turbine Generators Replacement Cost+Diode Replacement Cost*C3*C4*ROUNDDOWN(Number of Years in Service/Diode Replacement Interval,0)+Lifetime Wall Replacement Cost+Total Coolant Cost*10^6*ROUNDDOWN(Number of Years in Service/Coolant Replacement Interval,0)+Yearly Regular Maintenance Cost*Number of Years in Service | Parameter | =Cost of Maintenance per kWh*1000*C24 | Parameter | Parameter | Parameter | Parameter | Parameter | Parameter | Parameter | Parameter | Parameter | Parameter | Parameter | =(Land Cost+Reactor Building Cost+Turbine Building Cost+Cooling Tower System Cost+Power Supply and Energy Storage Cost+Ventilation Stack Cost+Miscellaneous Buildings Cost+Laser Construction Cost) | Parameter | Parameter | =Indirect Construction Cost+Direct Construction Cost | Parameter | =Decommissioning Cost Coefficient*Direct Construction Cost | Parameter | Parameter | Parameter | =32*(C9/2605) | Parameter | Parameter | =(Coolant Volume*Coolant Density*Coolant Cost)/10^6 | =C9*10^6/Mixed-mean Coolant Temperature Rise/Specific Heat of Coolant | Parameter | Parameter | Parameter | Parameter | =Number of Staff*Average Hourly Wage | =Hourly Personnel Cost*7.6*7*52.18 | Parameter | Parameter | Parameter | Parameter | Parameter | Parameter | =PI()*Height of Vacuum Vessel*(Radius of Vacuum Vessel^2-(Radius of Vacuum Vessel-Wall Thickness of Vacuum Vessel)^2)*Density of Vacuum Vessel Material | Parameter | =(90.69*Mass of Vacuum Vessel + Shielding Material Costs for Vacuum Vessel + 13.04*Mass Flow Rate*112.32)/10^6 | 0 | 0 | 0 | 0 | 0 | 0 | 0 | 0 | 0 | 0 | 0 | 0 | 0 | 0 | 0 | 0 | 0 | 0 | 0 | 0 | 0 | 0 | 0 | 0 | 0 | 0 | 0 | 0 | 0 | 0 | 0 | 0 | 0 | 0 | 0 | 0 | 0 | 0 | 0 | 0 | 0 | 0 | 0 | 0 | 0 | 0 | 0 | 0 | 0 | 50
Parameter | Parameter | =(1400*C22*1000)/10^6 | Parameter | =C3*C4 | =C7/(C6) | =IF(C36=0,C7*C10,C7*C10*C13) | Parameter | Parameter | Parameter | Parameter | Parameter | =C16/C8 | =C9*C17 | Parameter | Parameter | Parameter | =C8+Cooling System Energy Consumption+Vacuum System Power Usage | =C20*C19 | =C16-C20 | =365*24*C14 | =C22*C23 | =C26/(1-C27) | =C4*C14*365*24*3600 | Parameter | =C29+C37+C40+C48 | =C30*(C33*C34)/(1000)+C35 | Parameter | Parameter | Parameter | Parameter | Parameter | Parameter | Parameter | =C36*(C38) | Parameter | Parameter | =C39*(C41+C42) | =0.04+(C31*C32)/(1000) | Parameter | Parameter | Parameter | Parameter | #N/A | =C45+C25*(C28) | Parameter | Parameter | Parameter | Parameter | Parameter | Parameter | Parameter | =(Total Cost of Fuel Storage+Cost of Fuel Delivery Robot)/10^6 | =C4*((C14*24)*3600)*Required Redundancy | Parameter | Parameter | Parameter | Parameter | =ROUNDDOWN(Number of Years in Service/Turbine Replacement Interval,0)*Turbine Generators Replacement Cost+Diode Replacement Cost*C3*C4*ROUNDDOWN(Number of Years in Service/Diode Replacement Interval,0)+Lifetime Wall Replacement Cost+Total Coolant Cost*10^6*ROUNDDOWN(Number of Years in Service/Coolant Replacement Interval,0)+Yearly Regular Maintenance Cost*Number of Years in Service | Parameter | =Cost of Maintenance per kWh*1000*C24 | Parameter | Parameter | Parameter | Parameter | Parameter | Parameter | Parameter | Parameter | Parameter | Parameter | Parameter | =(Land Cost+Reactor Building Cost+Turbine Building Cost+Cooling Tower System Cost+Power Supply and Energy Storage Cost+Ventilation Stack Cost+Miscellaneous Buildings Cost+Laser Construction Cost) | Parameter | Parameter | =Indirect Construction Cost+Direct Construction Cost | Parameter | =Decommissioning Cost Coefficient*Direct Construction Cost | Parameter | Parameter | Parameter | =32*(C9/2605) | Parameter | Parameter | =(Coolant Volume*Coolant Density*Coolant Cost)/10^6 | =C9*10^6/Mixed-mean Coolant Temperature Rise/Specific Heat of Coolant | Parameter | Parameter | Parameter | Parameter | =Number of Staff*Average Hourly Wage | =Hourly Personnel Cost*7.6*7*52.18 | Parameter | Parameter | Parameter | Parameter | Parameter | Parameter | =PI()*Height of Vacuum Vessel*(Radius of Vacuum Vessel^2-(Radius of Vacuum Vessel-Wall Thickness of Vacuum Vessel)^2)*Density of Vacuum Vessel Material | Parameter | =(90.69*Mass of Vacuum Vessel + Shielding Material Costs for Vacuum Vessel + 13.04*Mass Flow Rate*112.32)/10^6 | 0 | 0 | 0 | 0 | 0 | 0 | 0 | 0 | 0 | 0 | 0 | 0 | 0 | 0 | 0 | 0 | 0 | 0 | 0 | 0 | 0 | 0 | 0 | 0 | 0 | 0 | 0 | 0 | 0 | 0 | 0 | 0 | 0 | 0 | 0 | 0 | 0 | 0 | 0 | 0 | 0 | 0 | 0 | 0 | 0 | 0 | 0 | 0 | 0 | 49
Parameter | Parameter | =(1400*C22*1000)/10^6 | Parameter | =C3*C4 | =C7/(C6) | =IF(C36=0,C7*C10,C7*C10*C13) | Parameter | Parameter | Parameter | Parameter | Parameter | =C16/C8 | =C9*C17 | Parameter | Parameter | Parameter | =C8+Cooling System Energy Consumption+Vacuum System Power Usage | =C20*C19 | =C16-C20 | =365*24*C14 | =C22*C23 | =C26/(1-C27) | =C4*C14*365*24*3600 | Parameter | =C29+C37+C40+C48 | =C30*(C33*C34)/(1000)+C35 | Parameter | Parameter | Parameter | Parameter | Parameter | Parameter | Parameter | =C36*(C38) | Parameter | Parameter | =C39*(C41+C42) | =0.04+(C31*C32)/(1000) | Parameter | Parameter | Parameter | Parameter | #N/A | =C45+C25*(C28) | Parameter | Parameter | Parameter | Parameter | Parameter | Parameter | Parameter | =(Total Cost of Fuel Storage+Cost of Fuel Delivery Robot)/10^6 | =C4*((C14*24)*3600)*Required Redundancy | Parameter | Parameter | Parameter | Parameter | =ROUNDDOWN(Number of Years in Service/Turbine Replacement Interval,0)*Turbine Generators Replacement Cost+Diode Replacement Cost*C3*C4*ROUNDDOWN(Number of Years in Service/Diode Replacement Interval,0)+Lifetime Wall Replacement Cost+Total Coolant Cost*10^6*ROUNDDOWN(Number of Years in Service/Coolant Replacement Interval,0)+Yearly Regular Maintenance Cost*Number of Years in Service | Parameter | =Cost of Maintenance per kWh*1000*C24 | Parameter | Parameter | Parameter | Parameter | Parameter | Parameter | Parameter | Parameter | Parameter | Parameter | Parameter | =(Land Cost+Reactor Building Cost+Turbine Building Cost+Cooling Tower System Cost+Power Supply and Energy Storage Cost+Ventilation Stack Cost+Miscellaneous Buildings Cost+Laser Construction Cost) | Parameter | Parameter | =Indirect Construction Cost+Direct Construction Cost | Parameter | =Decommissioning Cost Coefficient*Direct Construction Cost | Parameter | Parameter | Parameter | =32*(C9/2605) | Parameter | Parameter | =(Coolant Volume*Coolant Density*Coolant Cost)/10^6 | =C9*10^6/Mixed-mean Coolant Temperature Rise/Specific Heat of Coolant | Parameter | Parameter | Parameter | Parameter | =Number of Staff*Average Hourly Wage | =Hourly Personnel Cost*7.6*7*52.18 | Parameter | Parameter | Parameter | Parameter | Parameter | Parameter | =PI()*Height of Vacuum Vessel*(Radius of Vacuum Vessel^2-(Radius of Vacuum Vessel-Wall Thickness of Vacuum Vessel)^2)*Density of Vacuum Vessel Material | Parameter | =(90.69*Mass of Vacuum Vessel + Shielding Material Costs for Vacuum Vessel + 13.04*Mass Flow Rate*112.32)/10^6 | 0 | 0 | 0 | 0 | 0 | 0 | 0 | 0 | 0 | 0 | 0 | 0 | 0 | 0 | 0 | 0 | 0 | 0 | 0 | 0 | 0 | 0 | 0 | 0 | 0 | 0 | 0 | 0 | 0 | 0 | 0 | 0 | 0 | 0 | 0 | 0 | 0 | 0 | 0 | 0 | 0 | 0 | 0 | 0 | 0 | 0 | 0 | 0 | 0 | 48
Parameter | Parameter | =(1400*C22*1000)/10^6 | Parameter | =C3*C4 | =C7/(C6) | =IF(C36=0,C7*C10,C7*C10*C13) | Parameter | Parameter | Parameter | Parameter | Parameter | =C16/C8 | =C9*C17 | Parameter | Parameter | Parameter | =C8+Cooling System Energy Consumption+Vacuum System Power Usage | =C20*C19 | =C16-C20 | =365*24*C14 | =C22*C23 | =C26/(1-C27) | =C4*C14*365*24*3600 | Parameter | =C29+C37+C40+C48 | =C30*(C33*C34)/(1000)+C35 | Parameter | Parameter | Parameter | Parameter | Parameter | Parameter | Parameter | =C36*(C38) | Parameter | Parameter | =C39*(C41+C42) | =0.04+(C31*C32)/(1000) | Parameter | Parameter | Parameter | Parameter | #N/A | =C45+C25*(C28) | Parameter | Parameter | Parameter | Parameter | Parameter | Parameter | Parameter | =(Total Cost of Fuel Storage+Cost of Fuel Delivery Robot)/10^6 | =C4*((C14*24)*3600)*Required Redundancy | Parameter | Parameter | Parameter | Parameter | =ROUNDDOWN(Number of Years in Service/Turbine Replacement Interval,0)*Turbine Generators Replacement Cost+Diode Replacement Cost*C3*C4*ROUNDDOWN(Number of Years in Service/Diode Replacement Interval,0)+Lifetime Wall Replacement Cost+Total Coolant Cost*10^6*ROUNDDOWN(Number of Years in Service/Coolant Replacement Interval,0)+Yearly Regular Maintenance Cost*Number of Years in Service | Parameter | =Cost of Maintenance per kWh*1000*C24 | Parameter | Parameter | Parameter | Parameter | Parameter | Parameter | Parameter | Parameter | Parameter | Parameter | Parameter | =(Land Cost+Reactor Building Cost+Turbine Building Cost+Cooling Tower System Cost+Power Supply and Energy Storage Cost+Ventilation Stack Cost+Miscellaneous Buildings Cost+Laser Construction Cost) | Parameter | Parameter | =Indirect Construction Cost+Direct Construction Cost | Parameter | =Decommissioning Cost Coefficient*Direct Construction Cost | Parameter | Parameter | Parameter | =32*(C9/2605) | Parameter | Parameter | =(Coolant Volume*Coolant Density*Coolant Cost)/10^6 | =C9*10^6/Mixed-mean Coolant Temperature Rise/Specific Heat of Coolant | Parameter | Parameter | Parameter | Parameter | =Number of Staff*Average Hourly Wage | =Hourly Personnel Cost*7.6*7*52.18 | Parameter | Parameter | Parameter | Parameter | Parameter | Parameter | =PI()*Height of Vacuum Vessel*(Radius of Vacuum Vessel^2-(Radius of Vacuum Vessel-Wall Thickness of Vacuum Vessel)^2)*Density of Vacuum Vessel Material | Parameter | =(90.69*Mass of Vacuum Vessel + Shielding Material Costs for Vacuum Vessel + 13.04*Mass Flow Rate*112.32)/10^6 | 0 | 0 | 0 | 0 | 0 | 0 | 0 | 0 | 0 | 0 | 0 | 0 | 0 | 0 | 0 | 0 | 0 | 0 | 0 | 0 | 0 | 0 | 0 | 0 | 0 | 0 | 0 | 0 | 0 | 0 | 0 | 0 | 0 | 0 | 0 | 0 | 0 | 0 | 0 | 0 | 0 | 0 | 0 | 0 | 0 | 0 | 0 | 0 | 0 | 47
Parameter | Parameter | =(1400*C22*1000)/10^6 | Parameter | =C3*C4 | =C7/(C6) | =IF(C36=0,C7*C10,C7*C10*C13) | Parameter | Parameter | Parameter | Parameter | Parameter | =C16/C8 | =C9*C17 | Parameter | Parameter | Parameter | =C8+Cooling System Energy Consumption+Vacuum System Power Usage | =C20*C19 | =C16-C20 | =365*24*C14 | =C22*C23 | =C26/(1-C27) | =C4*C14*365*24*3600 | Parameter | =C29+C37+C40+Final Assembly Cost per Target | =C30*(C33*C34)/(1000)+C35 | Parameter | Parameter | Parameter | Parameter | Parameter | Parameter | Parameter | =C36*(C38) | Parameter | Parameter | =C39*(C41+C42) | =0.04+(C31*C32)/(1000) | Parameter | Parameter | Parameter | Parameter | #N/A | =C45+C25*(C28) | Parameter | Parameter | Parameter | Parameter | Parameter | Parameter | Parameter | =(Total Cost of Fuel Storage+Cost of Fuel Delivery Robot)/10^6 | =C4*((C14*24)*3600)*Required Redundancy | Parameter | Parameter | Parameter | Parameter | =ROUNDDOWN(Number of Years in Service/Turbine Replacement Interval,0)*Turbine Generators Replacement Cost+Diode Replacement Cost*C3*C4*ROUNDDOWN(Number of Years in Service/Diode Replacement Interval,0)+Lifetime Wall Replacement Cost+Total Coolant Cost*10^6*ROUNDDOWN(Number of Years in Service/Coolant Replacement Interval,0)+Yearly Regular Maintenance Cost*Number of Years in Service | Parameter | =Cost of Maintenance per kWh*1000*C24 | Parameter | Parameter | Parameter | Parameter | Parameter | Parameter | Parameter | Parameter | Parameter | Parameter | Parameter | =(Land Cost+Reactor Building Cost+Turbine Building Cost+Cooling Tower System Cost+Power Supply and Energy Storage Cost+Ventilation Stack Cost+Miscellaneous Buildings Cost+Laser Construction Cost) | Parameter | Parameter | =Indirect Construction Cost+Direct Construction Cost | Parameter | =Decommissioning Cost Coefficient*Direct Construction Cost | Parameter | Parameter | Parameter | =32*(C9/2605) | Parameter | Parameter | =(Coolant Volume*Coolant Density*Coolant Cost)/10^6 | =C9*10^6/Mixed-mean Coolant Temperature Rise/Specific Heat of Coolant | Parameter | Parameter | Parameter | Parameter | =Number of Staff*Average Hourly Wage | =Hourly Personnel Cost*7.6*7*52.18 | Parameter | Parameter | Parameter | Parameter | Parameter | Parameter | =PI()*Height of Vacuum Vessel*(Radius of Vacuum Vessel^2-(Radius of Vacuum Vessel-Wall Thickness of Vacuum Vessel)^2)*Density of Vacuum Vessel Material | Parameter | =(90.69*Mass of Vacuum Vessel + Shielding Material Costs for Vacuum Vessel + 13.04*Mass Flow Rate*112.32)/10^6 | 0 | 0 | 0 | 0 | 0 | 0 | 0 | 0 | 0 | 0 | 0 | 0 | 0 | 0 | 0 | 0 | 0 | 0 | 0 | 0 | 0 | 0 | 0 | 0 | 0 | 0 | 0 | 0 | 0 | 0 | 0 | 0 | 0 | 0 | 0 | 0 | 0 | 0 | 0 | 0 | 0 | 0 | 0 | 0 | 0 | 0 | 0 | 0 | 0 | 46
Parameter | Parameter | =(1400*C22*1000)/10^6 | Parameter | =C3*C4 | =C7/(C6) | =IF(C36=0,C7*C10,C7*C10*C13) | Parameter | Parameter | Parameter | Parameter | Parameter | =C16/C8 | =C9*C17 | Parameter | Parameter | Parameter | =C8+Cooling System Energy Consumption+Vacuum System Power Usage | =C20*C19 | =C16-C20 | =365*24*C14 | =C22*C23 | =C26/(1-C27) | =C4*C14*365*24*3600 | Parameter | =C29+C37+C40+Final Assembly Cost per Target | =C30*(C33*C34)/(1000)+C35 | Parameter | Parameter | Parameter | Parameter | Parameter | Parameter | Parameter | =C36*(C38) | Parameter | Parameter | =C39*(C41+C42) | =0.04+(C31*C32)/(1000) | Parameter | Parameter | Parameter | Parameter | #N/A | =C45+C25*(C28) | Parameter | Parameter | Parameter | Parameter | Parameter | Parameter | Parameter | =(Total Cost of Fuel Storage+Cost of Fuel Delivery Robot)/10^6 | =C4*((C14*24)*3600)*Required Redundancy | Parameter | Parameter | Parameter | Parameter | =ROUNDDOWN(Number of Years in Service/Turbine Replacement Interval,0)*Turbine Generators Replacement Cost+Diode Replacement Cost*C3*C4*ROUNDDOWN(Number of Years in Service/Diode Replacement Interval,0)+Lifetime Wall Replacement Cost+Total Coolant Cost*10^6*ROUNDDOWN(Number of Years in Service/Coolant Replacement Interval,0)+Yearly Regular Maintenance Cost*Number of Years in Service | Parameter | =Cost of Maintenance per kWh*1000*C24 | Parameter | Parameter | Parameter | Parameter | Parameter | Parameter | Parameter | Parameter | Parameter | Parameter | Parameter | =(Land Cost+Reactor Building Cost+Turbine Building Cost+Cooling Tower System Cost+Power Supply and Energy Storage Cost+Ventilation Stack Cost+Miscellaneous Buildings Cost+Laser Construction Cost) | Parameter | Parameter | =Indirect Construction Cost+Direct Construction Cost | Parameter | =Decommissioning Cost Coefficient*Direct Construction Cost | Parameter | Parameter | Parameter | =32*(C9/2605) | Parameter | Parameter | =(Coolant Volume*Coolant Density*Coolant Cost)/10^6 | =C9*10^6/Mixed-mean Coolant Temperature Rise/Specific Heat of Coolant | Parameter | Parameter | Parameter | Parameter | =Number of Staff*Average Hourly Wage | =Hourly Personnel Cost*7.6*7*52.18 | Parameter | Parameter | Parameter | Parameter | Parameter | Parameter | =PI()*Height of Vacuum Vessel*(Radius of Vacuum Vessel^2-(Radius of Vacuum Vessel-Wall Thickness of Vacuum Vessel)^2)*Density of Vacuum Vessel Material | Parameter | =(90.69*Mass of Vacuum Vessel + Shielding Material Costs for Vacuum Vessel + 13.04*Mass Flow Rate*112.32)/10^6 | 0 | 0 | 0 | 0 | 0 | 0 | 0 | 0 | 0 | 0 | 0 | 0 | 0 | 0 | 0 | 0 | 0 | 0 | 0 | 0 | 0 | 0 | 0 | 0 | 0 | 0 | 0 | 0 | 0 | 0 | 0 | 0 | 0 | 0 | 0 | 0 | 0 | 0 | 0 | 0 | 0 | 0 | 0 | 0 | 0 | 0 | 0 | 0 | 0 | 45
Parameter | Parameter | =(1400*C22*1000)/10^6 | Parameter | =C3*C4 | =C7/(C6) | =IF(C36=0,C7*C10,C7*C10*C13) | Parameter | Parameter | Parameter | Parameter | Parameter | =C16/C8 | =C9*C17 | Parameter | Parameter | Parameter | =C8+Cooling System Energy Consumption+Vacuum System Power Usage | =C20*C19 | =C16-C20 | =365*24*C14 | =C22*C23 | =C26/(1-C27) | =C4*C14*365*24*3600 | Parameter | =C29+C37+C40+Final Assembly Cost per Target | =C30*(C33*C34)/(1000)+C35 | Parameter | Parameter | Parameter | Parameter | Parameter | Parameter | Parameter | =C36*(C38) | Parameter | Parameter | =C39*(C41+C42) | =0.04+(C31*C32)/(1000) | Parameter | Parameter | Parameter | Parameter | #N/A | =C45+C25*(C28) | Parameter | Parameter | Parameter | Parameter | Parameter | Parameter | Parameter | =(Total Cost of Fuel Storage+Cost of Fuel Delivery Robot)/10^6 | =C4*((C14*24)*3600)*Required Redundancy | Parameter | Parameter | Parameter | Parameter | =ROUNDDOWN(Number of Years in Service/Turbine Replacement Interval,0)*Turbine Generators Replacement Cost+Diode Replacement Cost*C3*C4*ROUNDDOWN(Number of Years in Service/Diode Replacement Interval,0)+Lifetime Wall Replacement Cost+Total Coolant Cost*10^6*ROUNDDOWN(Number of Years in Service/Coolant Replacement Interval,0)+Yearly Regular Maintenance Cost*Number of Years in Service | Parameter | =Cost of Maintenance per kWh*1000*C24 | Parameter | Parameter | Parameter | Parameter | Parameter | Parameter | Parameter | Parameter | Parameter | Parameter | Parameter | =(Land Cost+Reactor Building Cost+Turbine Building Cost+Cooling Tower System Cost+Power Supply and Energy Storage Cost+Ventilation Stack Cost+Miscellaneous Buildings Cost+Laser Construction Cost) | Parameter | Parameter | =Indirect Construction Cost+Direct Construction Cost | Parameter | =Decommissioning Cost Coefficient*Direct Construction Cost | Parameter | Parameter | Parameter | =32*(C9/2605) | Parameter | Parameter | =(Coolant Volume*Coolant Density*Coolant Cost)/10^6 | =C9*10^6/Mixed-mean Coolant Temperature Rise/Specific Heat of Coolant | Parameter | Parameter | Parameter | Parameter | =Number of Staff*Average Hourly Wage | =Hourly Personnel Cost*7.6*7*52.18 | Parameter | Parameter | Parameter | Parameter | Parameter | Parameter | =PI()*Height of Vacuum Vessel*(Radius of Vacuum Vessel^2-(Radius of Vacuum Vessel-Wall Thickness of Vacuum Vessel)^2)*Density of Vacuum Vessel Material | Parameter | =(90.69*Mass of Vacuum Vessel + Shielding Material Costs for Vacuum Vessel + 13.04*Mass Flow Rate*112.32)/10^6 | 0 | 0 | 0 | 0 | 0 | 0 | 0 | 0 | 0 | 0 | 0 | 0 | 0 | 0 | 0 | 0 | 0 | 0 | 0 | 0 | 0 | 0 | 0 | 0 | 0 | 0 | 0 | 0 | 0 | 0 | 0 | 0 | 0 | 0 | 0 | 0 | 0 | 0 | 0 | 0 | 0 | 0 | 0 | 0 | 0 | 0 | 0 | 0 | 0 | 44
Parameter | Parameter | =(1400*C22*1000)/10^6 | Parameter | =C3*C4 | =C7/(C6) | =IF(C36=0,C7*C10,C7*C10*C13) | Parameter | Parameter | Parameter | Parameter | Parameter | =C16/C8 | =C9*C17 | Parameter | Parameter | Parameter | =C8+Cooling System Energy Consumption+Vacuum System Power Usage | =C20*C19 | =C16-C20 | =365*24*C14 | =C22*C23 | =C26/(1-C27) | =C4*C14*365*24*3600 | Parameter | =C29+C37+C40+Final Assembly Cost per Target | =C30*(C33*C34)/(1000)+C35 | Parameter | Parameter | Parameter | Parameter | Parameter | Parameter | Parameter | =C36*(C38) | Parameter | Parameter | =C39*(C41+C42) | =0.04+(C31*C32)/(1000) | Parameter | Parameter | Parameter | Parameter | #N/A | =Manufacturing Overhead Costs+C25*(C28) | Parameter | Parameter | Parameter | Parameter | Parameter | Parameter | Parameter | =(Total Cost of Fuel Storage+Cost of Fuel Delivery Robot)/10^6 | =C4*((C14*24)*3600)*Required Redundancy | Parameter | Parameter | Parameter | Parameter | =ROUNDDOWN(Number of Years in Service/Turbine Replacement Interval,0)*Turbine Generators Replacement Cost+Diode Replacement Cost*C3*C4*ROUNDDOWN(Number of Years in Service/Diode Replacement Interval,0)+Lifetime Wall Replacement Cost+Total Coolant Cost*10^6*ROUNDDOWN(Number of Years in Service/Coolant Replacement Interval,0)+Yearly Regular Maintenance Cost*Number of Years in Service | Parameter | =Cost of Maintenance per kWh*1000*C24 | Parameter | Parameter | Parameter | Parameter | Parameter | Parameter | Parameter | Parameter | Parameter | Parameter | Parameter | =(Land Cost+Reactor Building Cost+Turbine Building Cost+Cooling Tower System Cost+Power Supply and Energy Storage Cost+Ventilation Stack Cost+Miscellaneous Buildings Cost+Laser Construction Cost) | Parameter | Parameter | =Indirect Construction Cost+Direct Construction Cost | Parameter | =Decommissioning Cost Coefficient*Direct Construction Cost | Parameter | Parameter | Parameter | =32*(C9/2605) | Parameter | Parameter | =(Coolant Volume*Coolant Density*Coolant Cost)/10^6 | =C9*10^6/Mixed-mean Coolant Temperature Rise/Specific Heat of Coolant | Parameter | Parameter | Parameter | Parameter | =Number of Staff*Average Hourly Wage | =Hourly Personnel Cost*7.6*7*52.18 | Parameter | Parameter | Parameter | Parameter | Parameter | Parameter | =PI()*Height of Vacuum Vessel*(Radius of Vacuum Vessel^2-(Radius of Vacuum Vessel-Wall Thickness of Vacuum Vessel)^2)*Density of Vacuum Vessel Material | Parameter | =(90.69*Mass of Vacuum Vessel + Shielding Material Costs for Vacuum Vessel + 13.04*Mass Flow Rate*112.32)/10^6 | 0 | 0 | 0 | 0 | 0 | 0 | 0 | 0 | 0 | 0 | 0 | 0 | 0 | 0 | 0 | 0 | 0 | 0 | 0 | 0 | 0 | 0 | 0 | 0 | 0 | 0 | 0 | 0 | 0 | 0 | 0 | 0 | 0 | 0 | 0 | 0 | 0 | 0 | 0 | 0 | 0 | 0 | 0 | 0 | 0 | 0 | 0 | 0 | 0 | 43
Parameter | Parameter | =(1400*C22*1000)/10^6 | Parameter | =C3*C4 | =C7/(C6) | =IF(C36=0,C7*C10,C7*C10*C13) | Parameter | Parameter | Parameter | Parameter | Parameter | =C16/C8 | =C9*C17 | Parameter | Parameter | Parameter | =C8+Cooling System Energy Consumption+Vacuum System Power Usage | =C20*C19 | =C16-C20 | =365*24*C14 | =C22*C23 | =C26/(1-C27) | =C4*C14*365*24*3600 | Parameter | =C29+C37+C40+Final Assembly Cost per Target | =C30*(C33*C34)/(1000)+C35 | Parameter | Parameter | Parameter | Parameter | Parameter | Parameter | Parameter | =C36*(C38) | Parameter | Parameter | =C39*(C41+C42) | =0.04+(C31*C32)/(1000) | Parameter | Parameter | Parameter | Parameter | #N/A | =Manufacturing Overhead Costs+C25*(C28) | Parameter | Parameter | Parameter | Parameter | Parameter | Parameter | Parameter | =(Total Cost of Fuel Storage+Cost of Fuel Delivery Robot)/10^6 | =C4*((C14*24)*3600)*Required Redundancy | Parameter | Parameter | Parameter | Parameter | =ROUNDDOWN(Number of Years in Service/Turbine Replacement Interval,0)*Turbine Generators Replacement Cost+Diode Replacement Cost*C3*C4*ROUNDDOWN(Number of Years in Service/Diode Replacement Interval,0)+Lifetime Wall Replacement Cost+Total Coolant Cost*10^6*ROUNDDOWN(Number of Years in Service/Coolant Replacement Interval,0)+Yearly Regular Maintenance Cost*Number of Years in Service | Parameter | =Cost of Maintenance per kWh*1000*C24 | Parameter | Parameter | Parameter | Parameter | Parameter | Parameter | Parameter | Parameter | Parameter | Parameter | Parameter | =(Land Cost+Reactor Building Cost+Turbine Building Cost+Cooling Tower System Cost+Power Supply and Energy Storage Cost+Ventilation Stack Cost+Miscellaneous Buildings Cost+Laser Construction Cost) | Parameter | Parameter | =Indirect Construction Cost+Direct Construction Cost | Parameter | =Decommissioning Cost Coefficient*Direct Construction Cost | Parameter | Parameter | Parameter | =32*(C9/2605) | Parameter | Parameter | =(Coolant Volume*Coolant Density*Coolant Cost)/10^6 | =C9*10^6/Mixed-mean Coolant Temperature Rise/Specific Heat of Coolant | Parameter | Parameter | Parameter | Parameter | =Number of Staff*Average Hourly Wage | =Hourly Personnel Cost*7.6*7*52.18 | Parameter | Parameter | Parameter | Parameter | Parameter | Parameter | =PI()*Height of Vacuum Vessel*(Radius of Vacuum Vessel^2-(Radius of Vacuum Vessel-Wall Thickness of Vacuum Vessel)^2)*Density of Vacuum Vessel Material | Parameter | =(90.69*Mass of Vacuum Vessel + Shielding Material Costs for Vacuum Vessel + 13.04*Mass Flow Rate*112.32)/10^6 | 0 | 0 | 0 | 0 | 0 | 0 | 0 | 0 | 0 | 0 | 0 | 0 | 0 | 0 | 0 | 0 | 0 | 0 | 0 | 0 | 0 | 0 | 0 | 0 | 0 | 0 | 0 | 0 | 0 | 0 | 0 | 0 | 0 | 0 | 0 | 0 | 0 | 0 | 0 | 0 | 0 | 0 | 0 | 0 | 0 | 0 | 0 | 0 | 0 | 42
Parameter | Parameter | =(1400*C22*1000)/10^6 | Parameter | =C3*C4 | =C7/(C6) | =IF(C36=0,C7*C10,C7*C10*C13) | Parameter | Parameter | Parameter | Parameter | Parameter | =C16/C8 | =C9*C17 | Parameter | Parameter | Parameter | =C8+Cooling System Energy Consumption+Vacuum System Power Usage | =C20*C19 | =C16-C20 | =365*24*C14 | =C22*C23 | =C26/(1-C27) | =C4*C14*365*24*3600 | Parameter | =C29+C37+C40+Final Assembly Cost per Target | =C30*(C33*C34)/(1000)+C35 | Parameter | Parameter | Parameter | Parameter | Parameter | Parameter | Parameter | =C36*(C38) | Parameter | Parameter | =C39*(C41+C42) | =0.04+(C31*C32)/(1000) | Parameter | Parameter | Parameter | Parameter | #N/A | =Manufacturing Overhead Costs+C25*(C28) | Parameter | Parameter | Parameter | Parameter | Parameter | Parameter | Parameter | =(Total Cost of Fuel Storage+Cost of Fuel Delivery Robot)/10^6 | =C4*((C14*24)*3600)*Required Redundancy | Parameter | Parameter | Parameter | Parameter | =ROUNDDOWN(Number of Years in Service/Turbine Replacement Interval,0)*Turbine Generators Replacement Cost+Diode Replacement Cost*C3*C4*ROUNDDOWN(Number of Years in Service/Diode Replacement Interval,0)+Lifetime Wall Replacement Cost+Total Coolant Cost*10^6*ROUNDDOWN(Number of Years in Service/Coolant Replacement Interval,0)+Yearly Regular Maintenance Cost*Number of Years in Service | Parameter | =Cost of Maintenance per kWh*1000*C24 | Parameter | Parameter | Parameter | Parameter | Parameter | Parameter | Parameter | Parameter | Parameter | Parameter | Parameter | =(Land Cost+Reactor Building Cost+Turbine Building Cost+Cooling Tower System Cost+Power Supply and Energy Storage Cost+Ventilation Stack Cost+Miscellaneous Buildings Cost+Laser Construction Cost) | Parameter | Parameter | =Indirect Construction Cost+Direct Construction Cost | Parameter | =Decommissioning Cost Coefficient*Direct Construction Cost | Parameter | Parameter | Parameter | =32*(C9/2605) | Parameter | Parameter | =(Coolant Volume*Coolant Density*Coolant Cost)/10^6 | =C9*10^6/Mixed-mean Coolant Temperature Rise/Specific Heat of Coolant | Parameter | Parameter | Parameter | Parameter | =Number of Staff*Average Hourly Wage | =Hourly Personnel Cost*7.6*7*52.18 | Parameter | Parameter | Parameter | Parameter | Parameter | Parameter | =PI()*Height of Vacuum Vessel*(Radius of Vacuum Vessel^2-(Radius of Vacuum Vessel-Wall Thickness of Vacuum Vessel)^2)*Density of Vacuum Vessel Material | Parameter | =(90.69*Mass of Vacuum Vessel + Shielding Material Costs for Vacuum Vessel + 13.04*Mass Flow Rate*112.32)/10^6 | 0 | 0 | 0 | 0 | 0 | 0 | 0 | 0 | 0 | 0 | 0 | 0 | 0 | 0 | 0 | 0 | 0 | 0 | 0 | 0 | 0 | 0 | 0 | 0 | 0 | 0 | 0 | 0 | 0 | 0 | 0 | 0 | 0 | 0 | 0 | 0 | 0 | 0 | 0 | 0 | 0 | 0 | 0 | 0 | 0 | 0 | 0 | 0 | 0 | 41
Parameter | Parameter | =(1400*C22*1000)/10^6 | Parameter | =C3*C4 | =C7/(C6) | =IF(C36=0,C7*C10,C7*C10*C13) | Parameter | Parameter | Parameter | Parameter | Parameter | =C16/C8 | =C9*C17 | Parameter | Parameter | Parameter | =C8+Cooling System Energy Consumption+Vacuum System Power Usage | =C20*C19 | =C16-C20 | =365*24*C14 | =C22*C23 | =C26/(1-C27) | =C4*C14*365*24*3600 | Parameter | =C29+C37+C40+Final Assembly Cost per Target | =C30*(C33*C34)/(1000)+C35 | Parameter | Parameter | Parameter | Parameter | Parameter | Parameter | Parameter | =C36*(C38) | Parameter | Parameter | =C39*(C41+Cost of Manufacturing per Capacitive Coil and Hydrogen Cone) | =0.04+(C31*C32)/(1000) | Parameter | Parameter | Parameter | Parameter | #N/A | =Manufacturing Overhead Costs+C25*(C28) | Parameter | Parameter | Parameter | Parameter | Parameter | Parameter | Parameter | =(Total Cost of Fuel Storage+Cost of Fuel Delivery Robot)/10^6 | =C4*((C14*24)*3600)*Required Redundancy | Parameter | Parameter | Parameter | Parameter | =ROUNDDOWN(Number of Years in Service/Turbine Replacement Interval,0)*Turbine Generators Replacement Cost+Diode Replacement Cost*C3*C4*ROUNDDOWN(Number of Years in Service/Diode Replacement Interval,0)+Lifetime Wall Replacement Cost+Total Coolant Cost*10^6*ROUNDDOWN(Number of Years in Service/Coolant Replacement Interval,0)+Yearly Regular Maintenance Cost*Number of Years in Service | Parameter | =Cost of Maintenance per kWh*1000*C24 | Parameter | Parameter | Parameter | Parameter | Parameter | Parameter | Parameter | Parameter | Parameter | Parameter | Parameter | =(Land Cost+Reactor Building Cost+Turbine Building Cost+Cooling Tower System Cost+Power Supply and Energy Storage Cost+Ventilation Stack Cost+Miscellaneous Buildings Cost+Laser Construction Cost) | Parameter | Parameter | =Indirect Construction Cost+Direct Construction Cost | Parameter | =Decommissioning Cost Coefficient*Direct Construction Cost | Parameter | Parameter | Parameter | =32*(C9/2605) | Parameter | Parameter | =(Coolant Volume*Coolant Density*Coolant Cost)/10^6 | =C9*10^6/Mixed-mean Coolant Temperature Rise/Specific Heat of Coolant | Parameter | Parameter | Parameter | Parameter | =Number of Staff*Average Hourly Wage | =Hourly Personnel Cost*7.6*7*52.18 | Parameter | Parameter | Parameter | Parameter | Parameter | Parameter | =PI()*Height of Vacuum Vessel*(Radius of Vacuum Vessel^2-(Radius of Vacuum Vessel-Wall Thickness of Vacuum Vessel)^2)*Density of Vacuum Vessel Material | Parameter | =(90.69*Mass of Vacuum Vessel + Shielding Material Costs for Vacuum Vessel + 13.04*Mass Flow Rate*112.32)/10^6 | 0 | 0 | 0 | 0 | 0 | 0 | 0 | 0 | 0 | 0 | 0 | 0 | 0 | 0 | 0 | 0 | 0 | 0 | 0 | 0 | 0 | 0 | 0 | 0 | 0 | 0 | 0 | 0 | 0 | 0 | 0 | 0 | 0 | 0 | 0 | 0 | 0 | 0 | 0 | 0 | 0 | 0 | 0 | 0 | 0 | 0 | 0 | 0 | 0 | 40
Parameter | Parameter | =(1400*C22*1000)/10^6 | Parameter | =C3*C4 | =C7/(C6) | =IF(C36=0,C7*C10,C7*C10*C13) | Parameter | Parameter | Parameter | Parameter | Parameter | =C16/C8 | =C9*C17 | Parameter | Parameter | Parameter | =C8+Cooling System Energy Consumption+Vacuum System Power Usage | =C20*C19 | =C16-C20 | =365*24*C14 | =C22*C23 | =C26/(1-C27) | =C4*C14*365*24*3600 | Parameter | =C29+C37+C40+Final Assembly Cost per Target | =C30*(C33*C34)/(1000)+C35 | Parameter | Parameter | Parameter | Parameter | Parameter | Parameter | Parameter | =C36*(C38) | Parameter | Parameter | =C39*(Total Material Cost per Capacitive Coil and Hydrogen Cone+Cost of Manufacturing per Capacitive Coil and Hydrogen Cone) | =0.04+(C31*C32)/(1000) | Parameter | Parameter | Parameter | Parameter | #N/A | =Manufacturing Overhead Costs+C25*(C28) | Parameter | Parameter | Parameter | Parameter | Parameter | Parameter | Parameter | =(Total Cost of Fuel Storage+Cost of Fuel Delivery Robot)/10^6 | =C4*((C14*24)*3600)*Required Redundancy | Parameter | Parameter | Parameter | Parameter | =ROUNDDOWN(Number of Years in Service/Turbine Replacement Interval,0)*Turbine Generators Replacement Cost+Diode Replacement Cost*C3*C4*ROUNDDOWN(Number of Years in Service/Diode Replacement Interval,0)+Lifetime Wall Replacement Cost+Total Coolant Cost*10^6*ROUNDDOWN(Number of Years in Service/Coolant Replacement Interval,0)+Yearly Regular Maintenance Cost*Number of Years in Service | Parameter | =Cost of Maintenance per kWh*1000*C24 | Parameter | Parameter | Parameter | Parameter | Parameter | Parameter | Parameter | Parameter | Parameter | Parameter | Parameter | =(Land Cost+Reactor Building Cost+Turbine Building Cost+Cooling Tower System Cost+Power Supply and Energy Storage Cost+Ventilation Stack Cost+Miscellaneous Buildings Cost+Laser Construction Cost) | Parameter | Parameter | =Indirect Construction Cost+Direct Construction Cost | Parameter | =Decommissioning Cost Coefficient*Direct Construction Cost | Parameter | Parameter | Parameter | =32*(C9/2605) | Parameter | Parameter | =(Coolant Volume*Coolant Density*Coolant Cost)/10^6 | =C9*10^6/Mixed-mean Coolant Temperature Rise/Specific Heat of Coolant | Parameter | Parameter | Parameter | Parameter | =Number of Staff*Average Hourly Wage | =Hourly Personnel Cost*7.6*7*52.18 | Parameter | Parameter | Parameter | Parameter | Parameter | Parameter | =PI()*Height of Vacuum Vessel*(Radius of Vacuum Vessel^2-(Radius of Vacuum Vessel-Wall Thickness of Vacuum Vessel)^2)*Density of Vacuum Vessel Material | Parameter | =(90.69*Mass of Vacuum Vessel + Shielding Material Costs for Vacuum Vessel + 13.04*Mass Flow Rate*112.32)/10^6 | 0 | 0 | 0 | 0 | 0 | 0 | 0 | 0 | 0 | 0 | 0 | 0 | 0 | 0 | 0 | 0 | 0 | 0 | 0 | 0 | 0 | 0 | 0 | 0 | 0 | 0 | 0 | 0 | 0 | 0 | 0 | 0 | 0 | 0 | 0 | 0 | 0 | 0 | 0 | 0 | 0 | 0 | 0 | 0 | 0 | 0 | 0 | 0 | 0 | 39
Parameter | Parameter | =(1400*C22*1000)/10^6 | Parameter | =C3*C4 | =C7/(C6) | =IF(C36=0,C7*C10,C7*C10*C13) | Parameter | Parameter | Parameter | Parameter | Parameter | =C16/C8 | =C9*C17 | Parameter | Parameter | Parameter | =C8+Cooling System Energy Consumption+Vacuum System Power Usage | =C20*C19 | =C16-C20 | =365*24*C14 | =C22*C23 | =C26/(1-C27) | =C4*C14*365*24*3600 | Parameter | =C29+C37+Total Cost per Capacitive Coil and Hydrogen Cone+Final Assembly Cost per Target | =C30*(C33*C34)/(1000)+C35 | Parameter | Parameter | Parameter | Parameter | Parameter | Parameter | Parameter | =C36*(C38) | Parameter | Parameter | =C39*(Total Material Cost per Capacitive Coil and Hydrogen Cone+Cost of Manufacturing per Capacitive Coil and Hydrogen Cone) | =0.04+(C31*C32)/(1000) | Parameter | Parameter | Parameter | Parameter | #N/A | =Manufacturing Overhead Costs+C25*(C28) | Parameter | Parameter | Parameter | Parameter | Parameter | Parameter | Parameter | =(Total Cost of Fuel Storage+Cost of Fuel Delivery Robot)/10^6 | =C4*((C14*24)*3600)*Required Redundancy | Parameter | Parameter | Parameter | Parameter | =ROUNDDOWN(Number of Years in Service/Turbine Replacement Interval,0)*Turbine Generators Replacement Cost+Diode Replacement Cost*C3*C4*ROUNDDOWN(Number of Years in Service/Diode Replacement Interval,0)+Lifetime Wall Replacement Cost+Total Coolant Cost*10^6*ROUNDDOWN(Number of Years in Service/Coolant Replacement Interval,0)+Yearly Regular Maintenance Cost*Number of Years in Service | Parameter | =Cost of Maintenance per kWh*1000*C24 | Parameter | Parameter | Parameter | Parameter | Parameter | Parameter | Parameter | Parameter | Parameter | Parameter | Parameter | =(Land Cost+Reactor Building Cost+Turbine Building Cost+Cooling Tower System Cost+Power Supply and Energy Storage Cost+Ventilation Stack Cost+Miscellaneous Buildings Cost+Laser Construction Cost) | Parameter | Parameter | =Indirect Construction Cost+Direct Construction Cost | Parameter | =Decommissioning Cost Coefficient*Direct Construction Cost | Parameter | Parameter | Parameter | =32*(C9/2605) | Parameter | Parameter | =(Coolant Volume*Coolant Density*Coolant Cost)/10^6 | =C9*10^6/Mixed-mean Coolant Temperature Rise/Specific Heat of Coolant | Parameter | Parameter | Parameter | Parameter | =Number of Staff*Average Hourly Wage | =Hourly Personnel Cost*7.6*7*52.18 | Parameter | Parameter | Parameter | Parameter | Parameter | Parameter | =PI()*Height of Vacuum Vessel*(Radius of Vacuum Vessel^2-(Radius of Vacuum Vessel-Wall Thickness of Vacuum Vessel)^2)*Density of Vacuum Vessel Material | Parameter | =(90.69*Mass of Vacuum Vessel + Shielding Material Costs for Vacuum Vessel + 13.04*Mass Flow Rate*112.32)/10^6 | 0 | 0 | 0 | 0 | 0 | 0 | 0 | 0 | 0 | 0 | 0 | 0 | 0 | 0 | 0 | 0 | 0 | 0 | 0 | 0 | 0 | 0 | 0 | 0 | 0 | 0 | 0 | 0 | 0 | 0 | 0 | 0 | 0 | 0 | 0 | 0 | 0 | 0 | 0 | 0 | 0 | 0 | 0 | 0 | 0 | 0 | 0 | 0 | 0 | 38
Parameter | Parameter | =(1400*C22*1000)/10^6 | Parameter | =C3*C4 | =C7/(C6) | =IF(C36=0,C7*C10,C7*C10*C13) | Parameter | Parameter | Parameter | Parameter | Parameter | =C16/C8 | =C9*C17 | Parameter | Parameter | Parameter | =C8+Cooling System Energy Consumption+Vacuum System Power Usage | =C20*C19 | =C16-C20 | =365*24*C14 | =C22*C23 | =C26/(1-C27) | =C4*C14*365*24*3600 | Parameter | =C29+C37+Total Cost per Capacitive Coil and Hydrogen Cone+Final Assembly Cost per Target | =C30*(C33*C34)/(1000)+C35 | Parameter | Parameter | Parameter | Parameter | Parameter | Parameter | Parameter | =C36*(C38) | Parameter | Parameter | =Capacitive Coil and Hydrogen Cone*(Total Material Cost per Capacitive Coil and Hydrogen Cone+Cost of Manufacturing per Capacitive Coil and Hydrogen Cone) | =0.04+(C31*C32)/(1000) | Parameter | Parameter | Parameter | Parameter | #N/A | =Manufacturing Overhead Costs+C25*(C28) | Parameter | Parameter | Parameter | Parameter | Parameter | Parameter | Parameter | =(Total Cost of Fuel Storage+Cost of Fuel Delivery Robot)/10^6 | =C4*((C14*24)*3600)*Required Redundancy | Parameter | Parameter | Parameter | Parameter | =ROUNDDOWN(Number of Years in Service/Turbine Replacement Interval,0)*Turbine Generators Replacement Cost+Diode Replacement Cost*C3*C4*ROUNDDOWN(Number of Years in Service/Diode Replacement Interval,0)+Lifetime Wall Replacement Cost+Total Coolant Cost*10^6*ROUNDDOWN(Number of Years in Service/Coolant Replacement Interval,0)+Yearly Regular Maintenance Cost*Number of Years in Service | Parameter | =Cost of Maintenance per kWh*1000*C24 | Parameter | Parameter | Parameter | Parameter | Parameter | Parameter | Parameter | Parameter | Parameter | Parameter | Parameter | =(Land Cost+Reactor Building Cost+Turbine Building Cost+Cooling Tower System Cost+Power Supply and Energy Storage Cost+Ventilation Stack Cost+Miscellaneous Buildings Cost+Laser Construction Cost) | Parameter | Parameter | =Indirect Construction Cost+Direct Construction Cost | Parameter | =Decommissioning Cost Coefficient*Direct Construction Cost | Parameter | Parameter | Parameter | =32*(C9/2605) | Parameter | Parameter | =(Coolant Volume*Coolant Density*Coolant Cost)/10^6 | =C9*10^6/Mixed-mean Coolant Temperature Rise/Specific Heat of Coolant | Parameter | Parameter | Parameter | Parameter | =Number of Staff*Average Hourly Wage | =Hourly Personnel Cost*7.6*7*52.18 | Parameter | Parameter | Parameter | Parameter | Parameter | Parameter | =PI()*Height of Vacuum Vessel*(Radius of Vacuum Vessel^2-(Radius of Vacuum Vessel-Wall Thickness of Vacuum Vessel)^2)*Density of Vacuum Vessel Material | Parameter | =(90.69*Mass of Vacuum Vessel + Shielding Material Costs for Vacuum Vessel + 13.04*Mass Flow Rate*112.32)/10^6 | 0 | 0 | 0 | 0 | 0 | 0 | 0 | 0 | 0 | 0 | 0 | 0 | 0 | 0 | 0 | 0 | 0 | 0 | 0 | 0 | 0 | 0 | 0 | 0 | 0 | 0 | 0 | 0 | 0 | 0 | 0 | 0 | 0 | 0 | 0 | 0 | 0 | 0 | 0 | 0 | 0 | 0 | 0 | 0 | 0 | 0 | 0 | 0 | 0 | 37
Parameter | Parameter | =(1400*C22*1000)/10^6 | Parameter | =C3*C4 | =C7/(C6) | =IF(C36=0,C7*C10,C7*C10*C13) | Parameter | Parameter | Parameter | Parameter | Parameter | =C16/C8 | =C9*C17 | Parameter | Parameter | Parameter | =C8+Cooling System Energy Consumption+Vacuum System Power Usage | =C20*C19 | =C16-C20 | =365*24*C14 | =C22*C23 | =C26/(1-C27) | =C4*C14*365*24*3600 | Parameter | =C29+C37+Total Cost per Capacitive Coil and Hydrogen Cone+Final Assembly Cost per Target | =C30*(C33*C34)/(1000)+C35 | Parameter | Parameter | Parameter | Parameter | Parameter | Parameter | Parameter | =C36*(Total Cost of X-factor) | Parameter | Parameter | =Capacitive Coil and Hydrogen Cone*(Total Material Cost per Capacitive Coil and Hydrogen Cone+Cost of Manufacturing per Capacitive Coil and Hydrogen Cone) | =0.04+(C31*C32)/(1000) | Parameter | Parameter | Parameter | Parameter | #N/A | =Manufacturing Overhead Costs+C25*(C28) | Parameter | Parameter | Parameter | Parameter | Parameter | Parameter | Parameter | =(Total Cost of Fuel Storage+Cost of Fuel Delivery Robot)/10^6 | =C4*((C14*24)*3600)*Required Redundancy | Parameter | Parameter | Parameter | Parameter | =ROUNDDOWN(Number of Years in Service/Turbine Replacement Interval,0)*Turbine Generators Replacement Cost+Diode Replacement Cost*C3*C4*ROUNDDOWN(Number of Years in Service/Diode Replacement Interval,0)+Lifetime Wall Replacement Cost+Total Coolant Cost*10^6*ROUNDDOWN(Number of Years in Service/Coolant Replacement Interval,0)+Yearly Regular Maintenance Cost*Number of Years in Service | Parameter | =Cost of Maintenance per kWh*1000*C24 | Parameter | Parameter | Parameter | Parameter | Parameter | Parameter | Parameter | Parameter | Parameter | Parameter | Parameter | =(Land Cost+Reactor Building Cost+Turbine Building Cost+Cooling Tower System Cost+Power Supply and Energy Storage Cost+Ventilation Stack Cost+Miscellaneous Buildings Cost+Laser Construction Cost) | Parameter | Parameter | =Indirect Construction Cost+Direct Construction Cost | Parameter | =Decommissioning Cost Coefficient*Direct Construction Cost | Parameter | Parameter | Parameter | =32*(C9/2605) | Parameter | Parameter | =(Coolant Volume*Coolant Density*Coolant Cost)/10^6 | =C9*10^6/Mixed-mean Coolant Temperature Rise/Specific Heat of Coolant | Parameter | Parameter | Parameter | Parameter | =Number of Staff*Average Hourly Wage | =Hourly Personnel Cost*7.6*7*52.18 | Parameter | Parameter | Parameter | Parameter | Parameter | Parameter | =PI()*Height of Vacuum Vessel*(Radius of Vacuum Vessel^2-(Radius of Vacuum Vessel-Wall Thickness of Vacuum Vessel)^2)*Density of Vacuum Vessel Material | Parameter | =(90.69*Mass of Vacuum Vessel + Shielding Material Costs for Vacuum Vessel + 13.04*Mass Flow Rate*112.32)/10^6 | 0 | 0 | 0 | 0 | 0 | 0 | 0 | 0 | 0 | 0 | 0 | 0 | 0 | 0 | 0 | 0 | 0 | 0 | 0 | 0 | 0 | 0 | 0 | 0 | 0 | 0 | 0 | 0 | 0 | 0 | 0 | 0 | 0 | 0 | 0 | 0 | 0 | 0 | 0 | 0 | 0 | 0 | 0 | 0 | 0 | 0 | 0 | 0 | 0 | 36
Parameter | Parameter | =(1400*C22*1000)/10^6 | Parameter | =C3*C4 | =C7/(C6) | =IF(C36=0,C7*C10,C7*C10*C13) | Parameter | Parameter | Parameter | Parameter | Parameter | =C16/C8 | =C9*C17 | Parameter | Parameter | Parameter | =C8+Cooling System Energy Consumption+Vacuum System Power Usage | =C20*C19 | =C16-C20 | =365*24*C14 | =C22*C23 | =C26/(1-C27) | =C4*C14*365*24*3600 | Parameter | =C29+Total Cost per Target with X-factor+Total Cost per Capacitive Coil and Hydrogen Cone+Final Assembly Cost per Target | =C30*(C33*C34)/(1000)+C35 | Parameter | Parameter | Parameter | Parameter | Parameter | Parameter | Parameter | =C36*(Total Cost of X-factor) | Parameter | Parameter | =Capacitive Coil and Hydrogen Cone*(Total Material Cost per Capacitive Coil and Hydrogen Cone+Cost of Manufacturing per Capacitive Coil and Hydrogen Cone) | =0.04+(C31*C32)/(1000) | Parameter | Parameter | Parameter | Parameter | #N/A | =Manufacturing Overhead Costs+C25*(C28) | Parameter | Parameter | Parameter | Parameter | Parameter | Parameter | Parameter | =(Total Cost of Fuel Storage+Cost of Fuel Delivery Robot)/10^6 | =C4*((C14*24)*3600)*Required Redundancy | Parameter | Parameter | Parameter | Parameter | =ROUNDDOWN(Number of Years in Service/Turbine Replacement Interval,0)*Turbine Generators Replacement Cost+Diode Replacement Cost*C3*C4*ROUNDDOWN(Number of Years in Service/Diode Replacement Interval,0)+Lifetime Wall Replacement Cost+Total Coolant Cost*10^6*ROUNDDOWN(Number of Years in Service/Coolant Replacement Interval,0)+Yearly Regular Maintenance Cost*Number of Years in Service | Parameter | =Cost of Maintenance per kWh*1000*C24 | Parameter | Parameter | Parameter | Parameter | Parameter | Parameter | Parameter | Parameter | Parameter | Parameter | Parameter | =(Land Cost+Reactor Building Cost+Turbine Building Cost+Cooling Tower System Cost+Power Supply and Energy Storage Cost+Ventilation Stack Cost+Miscellaneous Buildings Cost+Laser Construction Cost) | Parameter | Parameter | =Indirect Construction Cost+Direct Construction Cost | Parameter | =Decommissioning Cost Coefficient*Direct Construction Cost | Parameter | Parameter | Parameter | =32*(C9/2605) | Parameter | Parameter | =(Coolant Volume*Coolant Density*Coolant Cost)/10^6 | =C9*10^6/Mixed-mean Coolant Temperature Rise/Specific Heat of Coolant | Parameter | Parameter | Parameter | Parameter | =Number of Staff*Average Hourly Wage | =Hourly Personnel Cost*7.6*7*52.18 | Parameter | Parameter | Parameter | Parameter | Parameter | Parameter | =PI()*Height of Vacuum Vessel*(Radius of Vacuum Vessel^2-(Radius of Vacuum Vessel-Wall Thickness of Vacuum Vessel)^2)*Density of Vacuum Vessel Material | Parameter | =(90.69*Mass of Vacuum Vessel + Shielding Material Costs for Vacuum Vessel + 13.04*Mass Flow Rate*112.32)/10^6 | 0 | 0 | 0 | 0 | 0 | 0 | 0 | 0 | 0 | 0 | 0 | 0 | 0 | 0 | 0 | 0 | 0 | 0 | 0 | 0 | 0 | 0 | 0 | 0 | 0 | 0 | 0 | 0 | 0 | 0 | 0 | 0 | 0 | 0 | 0 | 0 | 0 | 0 | 0 | 0 | 0 | 0 | 0 | 0 | 0 | 0 | 0 | 0 | 0 | 35
Parameter | Parameter | =(1400*C22*1000)/10^6 | Parameter | =C3*C4 | =C7/(C6) | =IF(X-factor=0,C7*C10,C7*C10*C13) | Parameter | Parameter | Parameter | Parameter | Parameter | =C16/C8 | =C9*C17 | Parameter | Parameter | Parameter | =C8+Cooling System Energy Consumption+Vacuum System Power Usage | =C20*C19 | =C16-C20 | =365*24*C14 | =C22*C23 | =C26/(1-C27) | =C4*C14*365*24*3600 | Parameter | =C29+Total Cost per Target with X-factor+Total Cost per Capacitive Coil and Hydrogen Cone+Final Assembly Cost per Target | =C30*(C33*C34)/(1000)+C35 | Parameter | Parameter | Parameter | Parameter | Parameter | Parameter | Parameter | =X-factor*(Total Cost of X-factor) | Parameter | Parameter | =Capacitive Coil and Hydrogen Cone*(Total Material Cost per Capacitive Coil and Hydrogen Cone+Cost of Manufacturing per Capacitive Coil and Hydrogen Cone) | =0.04+(C31*C32)/(1000) | Parameter | Parameter | Parameter | Parameter | #N/A | =Manufacturing Overhead Costs+C25*(C28) | Parameter | Parameter | Parameter | Parameter | Parameter | Parameter | Parameter | =(Total Cost of Fuel Storage+Cost of Fuel Delivery Robot)/10^6 | =C4*((C14*24)*3600)*Required Redundancy | Parameter | Parameter | Parameter | Parameter | =ROUNDDOWN(Number of Years in Service/Turbine Replacement Interval,0)*Turbine Generators Replacement Cost+Diode Replacement Cost*C3*C4*ROUNDDOWN(Number of Years in Service/Diode Replacement Interval,0)+Lifetime Wall Replacement Cost+Total Coolant Cost*10^6*ROUNDDOWN(Number of Years in Service/Coolant Replacement Interval,0)+Yearly Regular Maintenance Cost*Number of Years in Service | Parameter | =Cost of Maintenance per kWh*1000*C24 | Parameter | Parameter | Parameter | Parameter | Parameter | Parameter | Parameter | Parameter | Parameter | Parameter | Parameter | =(Land Cost+Reactor Building Cost+Turbine Building Cost+Cooling Tower System Cost+Power Supply and Energy Storage Cost+Ventilation Stack Cost+Miscellaneous Buildings Cost+Laser Construction Cost) | Parameter | Parameter | =Indirect Construction Cost+Direct Construction Cost | Parameter | =Decommissioning Cost Coefficient*Direct Construction Cost | Parameter | Parameter | Parameter | =32*(C9/2605) | Parameter | Parameter | =(Coolant Volume*Coolant Density*Coolant Cost)/10^6 | =C9*10^6/Mixed-mean Coolant Temperature Rise/Specific Heat of Coolant | Parameter | Parameter | Parameter | Parameter | =Number of Staff*Average Hourly Wage | =Hourly Personnel Cost*7.6*7*52.18 | Parameter | Parameter | Parameter | Parameter | Parameter | Parameter | =PI()*Height of Vacuum Vessel*(Radius of Vacuum Vessel^2-(Radius of Vacuum Vessel-Wall Thickness of Vacuum Vessel)^2)*Density of Vacuum Vessel Material | Parameter | =(90.69*Mass of Vacuum Vessel + Shielding Material Costs for Vacuum Vessel + 13.04*Mass Flow Rate*112.32)/10^6 | 0 | 0 | 0 | 0 | 0 | 0 | 0 | 0 | 0 | 0 | 0 | 0 | 0 | 0 | 0 | 0 | 0 | 0 | 0 | 0 | 0 | 0 | 0 | 0 | 0 | 0 | 0 | 0 | 0 | 0 | 0 | 0 | 0 | 0 | 0 | 0 | 0 | 0 | 0 | 0 | 0 | 0 | 0 | 0 | 0 | 0 | 0 | 0 | 0 | 34
Parameter | Parameter | =(1400*C22*1000)/10^6 | Parameter | =C3*C4 | =C7/(C6) | =IF(X-factor=0,C7*C10,C7*C10*C13) | Parameter | Parameter | Parameter | Parameter | Parameter | =C16/C8 | =C9*C17 | Parameter | Parameter | Parameter | =C8+Cooling System Energy Consumption+Vacuum System Power Usage | =C20*C19 | =C16-C20 | =365*24*C14 | =C22*C23 | =C26/(1-C27) | =C4*C14*365*24*3600 | Parameter | =C29+Total Cost per Target with X-factor+Total Cost per Capacitive Coil and Hydrogen Cone+Final Assembly Cost per Target | =C30*(C33*C34)/(1000)+Cost of Manufacturing per Pellet | Parameter | Parameter | Parameter | Parameter | Parameter | Parameter | Parameter | =X-factor*(Total Cost of X-factor) | Parameter | Parameter | =Capacitive Coil and Hydrogen Cone*(Total Material Cost per Capacitive Coil and Hydrogen Cone+Cost of Manufacturing per Capacitive Coil and Hydrogen Cone) | =0.04+(C31*C32)/(1000) | Parameter | Parameter | Parameter | Parameter | #N/A | =Manufacturing Overhead Costs+C25*(C28) | Parameter | Parameter | Parameter | Parameter | Parameter | Parameter | Parameter | =(Total Cost of Fuel Storage+Cost of Fuel Delivery Robot)/10^6 | =C4*((C14*24)*3600)*Required Redundancy | Parameter | Parameter | Parameter | Parameter | =ROUNDDOWN(Number of Years in Service/Turbine Replacement Interval,0)*Turbine Generators Replacement Cost+Diode Replacement Cost*C3*C4*ROUNDDOWN(Number of Years in Service/Diode Replacement Interval,0)+Lifetime Wall Replacement Cost+Total Coolant Cost*10^6*ROUNDDOWN(Number of Years in Service/Coolant Replacement Interval,0)+Yearly Regular Maintenance Cost*Number of Years in Service | Parameter | =Cost of Maintenance per kWh*1000*C24 | Parameter | Parameter | Parameter | Parameter | Parameter | Parameter | Parameter | Parameter | Parameter | Parameter | Parameter | =(Land Cost+Reactor Building Cost+Turbine Building Cost+Cooling Tower System Cost+Power Supply and Energy Storage Cost+Ventilation Stack Cost+Miscellaneous Buildings Cost+Laser Construction Cost) | Parameter | Parameter | =Indirect Construction Cost+Direct Construction Cost | Parameter | =Decommissioning Cost Coefficient*Direct Construction Cost | Parameter | Parameter | Parameter | =32*(C9/2605) | Parameter | Parameter | =(Coolant Volume*Coolant Density*Coolant Cost)/10^6 | =C9*10^6/Mixed-mean Coolant Temperature Rise/Specific Heat of Coolant | Parameter | Parameter | Parameter | Parameter | =Number of Staff*Average Hourly Wage | =Hourly Personnel Cost*7.6*7*52.18 | Parameter | Parameter | Parameter | Parameter | Parameter | Parameter | =PI()*Height of Vacuum Vessel*(Radius of Vacuum Vessel^2-(Radius of Vacuum Vessel-Wall Thickness of Vacuum Vessel)^2)*Density of Vacuum Vessel Material | Parameter | =(90.69*Mass of Vacuum Vessel + Shielding Material Costs for Vacuum Vessel + 13.04*Mass Flow Rate*112.32)/10^6 | 0 | 0 | 0 | 0 | 0 | 0 | 0 | 0 | 0 | 0 | 0 | 0 | 0 | 0 | 0 | 0 | 0 | 0 | 0 | 0 | 0 | 0 | 0 | 0 | 0 | 0 | 0 | 0 | 0 | 0 | 0 | 0 | 0 | 0 | 0 | 0 | 0 | 0 | 0 | 0 | 0 | 0 | 0 | 0 | 0 | 0 | 0 | 0 | 0 | 33
Parameter | Parameter | =(1400*C22*1000)/10^6 | Parameter | =C3*C4 | =C7/(C6) | =IF(X-factor=0,C7*C10,C7*C10*C13) | Parameter | Parameter | Parameter | Parameter | Parameter | =C16/C8 | =C9*C17 | Parameter | Parameter | Parameter | =C8+Cooling System Energy Consumption+Vacuum System Power Usage | =C20*C19 | =C16-C20 | =365*24*C14 | =C22*C23 | =C26/(1-C27) | =C4*C14*365*24*3600 | Parameter | =C29+Total Cost per Target with X-factor+Total Cost per Capacitive Coil and Hydrogen Cone+Final Assembly Cost per Target | =C30*(C33*Cost of Boron Nitride (h-BN))/(1000)+Cost of Manufacturing per Pellet | Parameter | Parameter | Parameter | Parameter | Parameter | Parameter | Parameter | =X-factor*(Total Cost of X-factor) | Parameter | Parameter | =Capacitive Coil and Hydrogen Cone*(Total Material Cost per Capacitive Coil and Hydrogen Cone+Cost of Manufacturing per Capacitive Coil and Hydrogen Cone) | =0.04+(C31*C32)/(1000) | Parameter | Parameter | Parameter | Parameter | #N/A | =Manufacturing Overhead Costs+C25*(C28) | Parameter | Parameter | Parameter | Parameter | Parameter | Parameter | Parameter | =(Total Cost of Fuel Storage+Cost of Fuel Delivery Robot)/10^6 | =C4*((C14*24)*3600)*Required Redundancy | Parameter | Parameter | Parameter | Parameter | =ROUNDDOWN(Number of Years in Service/Turbine Replacement Interval,0)*Turbine Generators Replacement Cost+Diode Replacement Cost*C3*C4*ROUNDDOWN(Number of Years in Service/Diode Replacement Interval,0)+Lifetime Wall Replacement Cost+Total Coolant Cost*10^6*ROUNDDOWN(Number of Years in Service/Coolant Replacement Interval,0)+Yearly Regular Maintenance Cost*Number of Years in Service | Parameter | =Cost of Maintenance per kWh*1000*C24 | Parameter | Parameter | Parameter | Parameter | Parameter | Parameter | Parameter | Parameter | Parameter | Parameter | Parameter | =(Land Cost+Reactor Building Cost+Turbine Building Cost+Cooling Tower System Cost+Power Supply and Energy Storage Cost+Ventilation Stack Cost+Miscellaneous Buildings Cost+Laser Construction Cost) | Parameter | Parameter | =Indirect Construction Cost+Direct Construction Cost | Parameter | =Decommissioning Cost Coefficient*Direct Construction Cost | Parameter | Parameter | Parameter | =32*(C9/2605) | Parameter | Parameter | =(Coolant Volume*Coolant Density*Coolant Cost)/10^6 | =C9*10^6/Mixed-mean Coolant Temperature Rise/Specific Heat of Coolant | Parameter | Parameter | Parameter | Parameter | =Number of Staff*Average Hourly Wage | =Hourly Personnel Cost*7.6*7*52.18 | Parameter | Parameter | Parameter | Parameter | Parameter | Parameter | =PI()*Height of Vacuum Vessel*(Radius of Vacuum Vessel^2-(Radius of Vacuum Vessel-Wall Thickness of Vacuum Vessel)^2)*Density of Vacuum Vessel Material | Parameter | =(90.69*Mass of Vacuum Vessel + Shielding Material Costs for Vacuum Vessel + 13.04*Mass Flow Rate*112.32)/10^6 | 0 | 0 | 0 | 0 | 0 | 0 | 0 | 0 | 0 | 0 | 0 | 0 | 0 | 0 | 0 | 0 | 0 | 0 | 0 | 0 | 0 | 0 | 0 | 0 | 0 | 0 | 0 | 0 | 0 | 0 | 0 | 0 | 0 | 0 | 0 | 0 | 0 | 0 | 0 | 0 | 0 | 0 | 0 | 0 | 0 | 0 | 0 | 0 | 0 | 32
Parameter | Parameter | =(1400*C22*1000)/10^6 | Parameter | =C3*C4 | =C7/(C6) | =IF(X-factor=0,C7*C10,C7*C10*C13) | Parameter | Parameter | Parameter | Parameter | Parameter | =C16/C8 | =C9*C17 | Parameter | Parameter | Parameter | =C8+Cooling System Energy Consumption+Vacuum System Power Usage | =C20*C19 | =C16-C20 | =365*24*C14 | =C22*C23 | =C26/(1-C27) | =C4*C14*365*24*3600 | Parameter | =C29+Total Cost per Target with X-factor+Total Cost per Capacitive Coil and Hydrogen Cone+Final Assembly Cost per Target | =C30*(Fuel Pellet Percentage Boron Nitride (h-BN)*Cost of Boron Nitride (h-BN))/(1000)+Cost of Manufacturing per Pellet | Parameter | Parameter | Parameter | Parameter | Parameter | Parameter | Parameter | =X-factor*(Total Cost of X-factor) | Parameter | Parameter | =Capacitive Coil and Hydrogen Cone*(Total Material Cost per Capacitive Coil and Hydrogen Cone+Cost of Manufacturing per Capacitive Coil and Hydrogen Cone) | =0.04+(C31*C32)/(1000) | Parameter | Parameter | Parameter | Parameter | #N/A | =Manufacturing Overhead Costs+C25*(C28) | Parameter | Parameter | Parameter | Parameter | Parameter | Parameter | Parameter | =(Total Cost of Fuel Storage+Cost of Fuel Delivery Robot)/10^6 | =C4*((C14*24)*3600)*Required Redundancy | Parameter | Parameter | Parameter | Parameter | =ROUNDDOWN(Number of Years in Service/Turbine Replacement Interval,0)*Turbine Generators Replacement Cost+Diode Replacement Cost*C3*C4*ROUNDDOWN(Number of Years in Service/Diode Replacement Interval,0)+Lifetime Wall Replacement Cost+Total Coolant Cost*10^6*ROUNDDOWN(Number of Years in Service/Coolant Replacement Interval,0)+Yearly Regular Maintenance Cost*Number of Years in Service | Parameter | =Cost of Maintenance per kWh*1000*C24 | Parameter | Parameter | Parameter | Parameter | Parameter | Parameter | Parameter | Parameter | Parameter | Parameter | Parameter | =(Land Cost+Reactor Building Cost+Turbine Building Cost+Cooling Tower System Cost+Power Supply and Energy Storage Cost+Ventilation Stack Cost+Miscellaneous Buildings Cost+Laser Construction Cost) | Parameter | Parameter | =Indirect Construction Cost+Direct Construction Cost | Parameter | =Decommissioning Cost Coefficient*Direct Construction Cost | Parameter | Parameter | Parameter | =32*(C9/2605) | Parameter | Parameter | =(Coolant Volume*Coolant Density*Coolant Cost)/10^6 | =C9*10^6/Mixed-mean Coolant Temperature Rise/Specific Heat of Coolant | Parameter | Parameter | Parameter | Parameter | =Number of Staff*Average Hourly Wage | =Hourly Personnel Cost*7.6*7*52.18 | Parameter | Parameter | Parameter | Parameter | Parameter | Parameter | =PI()*Height of Vacuum Vessel*(Radius of Vacuum Vessel^2-(Radius of Vacuum Vessel-Wall Thickness of Vacuum Vessel)^2)*Density of Vacuum Vessel Material | Parameter | =(90.69*Mass of Vacuum Vessel + Shielding Material Costs for Vacuum Vessel + 13.04*Mass Flow Rate*112.32)/10^6 | 0 | 0 | 0 | 0 | 0 | 0 | 0 | 0 | 0 | 0 | 0 | 0 | 0 | 0 | 0 | 0 | 0 | 0 | 0 | 0 | 0 | 0 | 0 | 0 | 0 | 0 | 0 | 0 | 0 | 0 | 0 | 0 | 0 | 0 | 0 | 0 | 0 | 0 | 0 | 0 | 0 | 0 | 0 | 0 | 0 | 0 | 0 | 0 | 0 | 31
Parameter | Parameter | =(1400*C22*1000)/10^6 | Parameter | =C3*C4 | =C7/(C6) | =IF(X-factor=0,C7*C10,C7*C10*C13) | Parameter | Parameter | Parameter | Parameter | Parameter | =C16/C8 | =C9*C17 | Parameter | Parameter | Parameter | =C8+Cooling System Energy Consumption+Vacuum System Power Usage | =C20*C19 | =C16-C20 | =365*24*C14 | =C22*C23 | =C26/(1-C27) | =C4*C14*365*24*3600 | Parameter | =C29+Total Cost per Target with X-factor+Total Cost per Capacitive Coil and Hydrogen Cone+Final Assembly Cost per Target | =C30*(Fuel Pellet Percentage Boron Nitride (h-BN)*Cost of Boron Nitride (h-BN))/(1000)+Cost of Manufacturing per Pellet | Parameter | Parameter | Parameter | Parameter | Parameter | Parameter | Parameter | =X-factor*(Total Cost of X-factor) | Parameter | Parameter | =Capacitive Coil and Hydrogen Cone*(Total Material Cost per Capacitive Coil and Hydrogen Cone+Cost of Manufacturing per Capacitive Coil and Hydrogen Cone) | =0.04+(C31*Cost of Hydrogen)/(1000) | Parameter | Parameter | Parameter | Parameter | #N/A | =Manufacturing Overhead Costs+C25*(C28) | Parameter | Parameter | Parameter | Parameter | Parameter | Parameter | Parameter | =(Total Cost of Fuel Storage+Cost of Fuel Delivery Robot)/10^6 | =C4*((C14*24)*3600)*Required Redundancy | Parameter | Parameter | Parameter | Parameter | =ROUNDDOWN(Number of Years in Service/Turbine Replacement Interval,0)*Turbine Generators Replacement Cost+Diode Replacement Cost*C3*C4*ROUNDDOWN(Number of Years in Service/Diode Replacement Interval,0)+Lifetime Wall Replacement Cost+Total Coolant Cost*10^6*ROUNDDOWN(Number of Years in Service/Coolant Replacement Interval,0)+Yearly Regular Maintenance Cost*Number of Years in Service | Parameter | =Cost of Maintenance per kWh*1000*C24 | Parameter | Parameter | Parameter | Parameter | Parameter | Parameter | Parameter | Parameter | Parameter | Parameter | Parameter | =(Land Cost+Reactor Building Cost+Turbine Building Cost+Cooling Tower System Cost+Power Supply and Energy Storage Cost+Ventilation Stack Cost+Miscellaneous Buildings Cost+Laser Construction Cost) | Parameter | Parameter | =Indirect Construction Cost+Direct Construction Cost | Parameter | =Decommissioning Cost Coefficient*Direct Construction Cost | Parameter | Parameter | Parameter | =32*(C9/2605) | Parameter | Parameter | =(Coolant Volume*Coolant Density*Coolant Cost)/10^6 | =C9*10^6/Mixed-mean Coolant Temperature Rise/Specific Heat of Coolant | Parameter | Parameter | Parameter | Parameter | =Number of Staff*Average Hourly Wage | =Hourly Personnel Cost*7.6*7*52.18 | Parameter | Parameter | Parameter | Parameter | Parameter | Parameter | =PI()*Height of Vacuum Vessel*(Radius of Vacuum Vessel^2-(Radius of Vacuum Vessel-Wall Thickness of Vacuum Vessel)^2)*Density of Vacuum Vessel Material | Parameter | =(90.69*Mass of Vacuum Vessel + Shielding Material Costs for Vacuum Vessel + 13.04*Mass Flow Rate*112.32)/10^6 | 0 | 0 | 0 | 0 | 0 | 0 | 0 | 0 | 0 | 0 | 0 | 0 | 0 | 0 | 0 | 0 | 0 | 0 | 0 | 0 | 0 | 0 | 0 | 0 | 0 | 0 | 0 | 0 | 0 | 0 | 0 | 0 | 0 | 0 | 0 | 0 | 0 | 0 | 0 | 0 | 0 | 0 | 0 | 0 | 0 | 0 | 0 | 0 | 0 | 30
Parameter | Parameter | =(1400*C22*1000)/10^6 | Parameter | =C3*C4 | =C7/(C6) | =IF(X-factor=0,C7*C10,C7*C10*C13) | Parameter | Parameter | Parameter | Parameter | Parameter | =C16/C8 | =C9*C17 | Parameter | Parameter | Parameter | =C8+Cooling System Energy Consumption+Vacuum System Power Usage | =C20*C19 | =C16-C20 | =365*24*C14 | =C22*C23 | =C26/(1-C27) | =C4*C14*365*24*3600 | Parameter | =C29+Total Cost per Target with X-factor+Total Cost per Capacitive Coil and Hydrogen Cone+Final Assembly Cost per Target | =C30*(Fuel Pellet Percentage Boron Nitride (h-BN)*Cost of Boron Nitride (h-BN))/(1000)+Cost of Manufacturing per Pellet | Parameter | Parameter | Parameter | Parameter | Parameter | Parameter | Parameter | =X-factor*(Total Cost of X-factor) | Parameter | Parameter | =Capacitive Coil and Hydrogen Cone*(Total Material Cost per Capacitive Coil and Hydrogen Cone+Cost of Manufacturing per Capacitive Coil and Hydrogen Cone) | =0.04+(Hydrogen Precursor Mass*Cost of Hydrogen)/(1000) | Parameter | Parameter | Parameter | Parameter | #N/A | =Manufacturing Overhead Costs+C25*(C28) | Parameter | Parameter | Parameter | Parameter | Parameter | Parameter | Parameter | =(Total Cost of Fuel Storage+Cost of Fuel Delivery Robot)/10^6 | =C4*((C14*24)*3600)*Required Redundancy | Parameter | Parameter | Parameter | Parameter | =ROUNDDOWN(Number of Years in Service/Turbine Replacement Interval,0)*Turbine Generators Replacement Cost+Diode Replacement Cost*C3*C4*ROUNDDOWN(Number of Years in Service/Diode Replacement Interval,0)+Lifetime Wall Replacement Cost+Total Coolant Cost*10^6*ROUNDDOWN(Number of Years in Service/Coolant Replacement Interval,0)+Yearly Regular Maintenance Cost*Number of Years in Service | Parameter | =Cost of Maintenance per kWh*1000*C24 | Parameter | Parameter | Parameter | Parameter | Parameter | Parameter | Parameter | Parameter | Parameter | Parameter | Parameter | =(Land Cost+Reactor Building Cost+Turbine Building Cost+Cooling Tower System Cost+Power Supply and Energy Storage Cost+Ventilation Stack Cost+Miscellaneous Buildings Cost+Laser Construction Cost) | Parameter | Parameter | =Indirect Construction Cost+Direct Construction Cost | Parameter | =Decommissioning Cost Coefficient*Direct Construction Cost | Parameter | Parameter | Parameter | =32*(C9/2605) | Parameter | Parameter | =(Coolant Volume*Coolant Density*Coolant Cost)/10^6 | =C9*10^6/Mixed-mean Coolant Temperature Rise/Specific Heat of Coolant | Parameter | Parameter | Parameter | Parameter | =Number of Staff*Average Hourly Wage | =Hourly Personnel Cost*7.6*7*52.18 | Parameter | Parameter | Parameter | Parameter | Parameter | Parameter | =PI()*Height of Vacuum Vessel*(Radius of Vacuum Vessel^2-(Radius of Vacuum Vessel-Wall Thickness of Vacuum Vessel)^2)*Density of Vacuum Vessel Material | Parameter | =(90.69*Mass of Vacuum Vessel + Shielding Material Costs for Vacuum Vessel + 13.04*Mass Flow Rate*112.32)/10^6 | 0 | 0 | 0 | 0 | 0 | 0 | 0 | 0 | 0 | 0 | 0 | 0 | 0 | 0 | 0 | 0 | 0 | 0 | 0 | 0 | 0 | 0 | 0 | 0 | 0 | 0 | 0 | 0 | 0 | 0 | 0 | 0 | 0 | 0 | 0 | 0 | 0 | 0 | 0 | 0 | 0 | 0 | 0 | 0 | 0 | 0 | 0 | 0 | 0 | 29
Parameter | Parameter | =(1400*C22*1000)/10^6 | Parameter | =C3*C4 | =C7/(C6) | =IF(X-factor=0,C7*C10,C7*C10*C13) | Parameter | Parameter | Parameter | Parameter | Parameter | =C16/C8 | =C9*C17 | Parameter | Parameter | Parameter | =C8+Cooling System Energy Consumption+Vacuum System Power Usage | =C20*C19 | =C16-C20 | =365*24*C14 | =C22*C23 | =C26/(1-C27) | =C4*C14*365*24*3600 | Parameter | =C29+Total Cost per Target with X-factor+Total Cost per Capacitive Coil and Hydrogen Cone+Final Assembly Cost per Target | =Fuel Pellet Mass*(Fuel Pellet Percentage Boron Nitride (h-BN)*Cost of Boron Nitride (h-BN))/(1000)+Cost of Manufacturing per Pellet | Parameter | Parameter | Parameter | Parameter | Parameter | Parameter | Parameter | =X-factor*(Total Cost of X-factor) | Parameter | Parameter | =Capacitive Coil and Hydrogen Cone*(Total Material Cost per Capacitive Coil and Hydrogen Cone+Cost of Manufacturing per Capacitive Coil and Hydrogen Cone) | =0.04+(Hydrogen Precursor Mass*Cost of Hydrogen)/(1000) | Parameter | Parameter | Parameter | Parameter | #N/A | =Manufacturing Overhead Costs+C25*(C28) | Parameter | Parameter | Parameter | Parameter | Parameter | Parameter | Parameter | =(Total Cost of Fuel Storage+Cost of Fuel Delivery Robot)/10^6 | =C4*((C14*24)*3600)*Required Redundancy | Parameter | Parameter | Parameter | Parameter | =ROUNDDOWN(Number of Years in Service/Turbine Replacement Interval,0)*Turbine Generators Replacement Cost+Diode Replacement Cost*C3*C4*ROUNDDOWN(Number of Years in Service/Diode Replacement Interval,0)+Lifetime Wall Replacement Cost+Total Coolant Cost*10^6*ROUNDDOWN(Number of Years in Service/Coolant Replacement Interval,0)+Yearly Regular Maintenance Cost*Number of Years in Service | Parameter | =Cost of Maintenance per kWh*1000*C24 | Parameter | Parameter | Parameter | Parameter | Parameter | Parameter | Parameter | Parameter | Parameter | Parameter | Parameter | =(Land Cost+Reactor Building Cost+Turbine Building Cost+Cooling Tower System Cost+Power Supply and Energy Storage Cost+Ventilation Stack Cost+Miscellaneous Buildings Cost+Laser Construction Cost) | Parameter | Parameter | =Indirect Construction Cost+Direct Construction Cost | Parameter | =Decommissioning Cost Coefficient*Direct Construction Cost | Parameter | Parameter | Parameter | =32*(C9/2605) | Parameter | Parameter | =(Coolant Volume*Coolant Density*Coolant Cost)/10^6 | =C9*10^6/Mixed-mean Coolant Temperature Rise/Specific Heat of Coolant | Parameter | Parameter | Parameter | Parameter | =Number of Staff*Average Hourly Wage | =Hourly Personnel Cost*7.6*7*52.18 | Parameter | Parameter | Parameter | Parameter | Parameter | Parameter | =PI()*Height of Vacuum Vessel*(Radius of Vacuum Vessel^2-(Radius of Vacuum Vessel-Wall Thickness of Vacuum Vessel)^2)*Density of Vacuum Vessel Material | Parameter | =(90.69*Mass of Vacuum Vessel + Shielding Material Costs for Vacuum Vessel + 13.04*Mass Flow Rate*112.32)/10^6 | 0 | 0 | 0 | 0 | 0 | 0 | 0 | 0 | 0 | 0 | 0 | 0 | 0 | 0 | 0 | 0 | 0 | 0 | 0 | 0 | 0 | 0 | 0 | 0 | 0 | 0 | 0 | 0 | 0 | 0 | 0 | 0 | 0 | 0 | 0 | 0 | 0 | 0 | 0 | 0 | 0 | 0 | 0 | 0 | 0 | 0 | 0 | 0 | 0 | 28
Parameter | Parameter | =(1400*C22*1000)/10^6 | Parameter | =C3*C4 | =C7/(C6) | =IF(X-factor=0,C7*C10,C7*C10*C13) | Parameter | Parameter | Parameter | Parameter | Parameter | =C16/C8 | =C9*C17 | Parameter | Parameter | Parameter | =C8+Cooling System Energy Consumption+Vacuum System Power Usage | =C20*C19 | =C16-C20 | =365*24*C14 | =C22*C23 | =C26/(1-C27) | =C4*C14*365*24*3600 | Parameter | =Total Cost per Pellet +Total Cost per Target with X-factor+Total Cost per Capacitive Coil and Hydrogen Cone+Final Assembly Cost per Target | =Fuel Pellet Mass*(Fuel Pellet Percentage Boron Nitride (h-BN)*Cost of Boron Nitride (h-BN))/(1000)+Cost of Manufacturing per Pellet | Parameter | Parameter | Parameter | Parameter | Parameter | Parameter | Parameter | =X-factor*(Total Cost of X-factor) | Parameter | Parameter | =Capacitive Coil and Hydrogen Cone*(Total Material Cost per Capacitive Coil and Hydrogen Cone+Cost of Manufacturing per Capacitive Coil and Hydrogen Cone) | =0.04+(Hydrogen Precursor Mass*Cost of Hydrogen)/(1000) | Parameter | Parameter | Parameter | Parameter | #N/A | =Manufacturing Overhead Costs+C25*(C28) | Parameter | Parameter | Parameter | Parameter | Parameter | Parameter | Parameter | =(Total Cost of Fuel Storage+Cost of Fuel Delivery Robot)/10^6 | =C4*((C14*24)*3600)*Required Redundancy | Parameter | Parameter | Parameter | Parameter | =ROUNDDOWN(Number of Years in Service/Turbine Replacement Interval,0)*Turbine Generators Replacement Cost+Diode Replacement Cost*C3*C4*ROUNDDOWN(Number of Years in Service/Diode Replacement Interval,0)+Lifetime Wall Replacement Cost+Total Coolant Cost*10^6*ROUNDDOWN(Number of Years in Service/Coolant Replacement Interval,0)+Yearly Regular Maintenance Cost*Number of Years in Service | Parameter | =Cost of Maintenance per kWh*1000*C24 | Parameter | Parameter | Parameter | Parameter | Parameter | Parameter | Parameter | Parameter | Parameter | Parameter | Parameter | =(Land Cost+Reactor Building Cost+Turbine Building Cost+Cooling Tower System Cost+Power Supply and Energy Storage Cost+Ventilation Stack Cost+Miscellaneous Buildings Cost+Laser Construction Cost) | Parameter | Parameter | =Indirect Construction Cost+Direct Construction Cost | Parameter | =Decommissioning Cost Coefficient*Direct Construction Cost | Parameter | Parameter | Parameter | =32*(C9/2605) | Parameter | Parameter | =(Coolant Volume*Coolant Density*Coolant Cost)/10^6 | =C9*10^6/Mixed-mean Coolant Temperature Rise/Specific Heat of Coolant | Parameter | Parameter | Parameter | Parameter | =Number of Staff*Average Hourly Wage | =Hourly Personnel Cost*7.6*7*52.18 | Parameter | Parameter | Parameter | Parameter | Parameter | Parameter | =PI()*Height of Vacuum Vessel*(Radius of Vacuum Vessel^2-(Radius of Vacuum Vessel-Wall Thickness of Vacuum Vessel)^2)*Density of Vacuum Vessel Material | Parameter | =(90.69*Mass of Vacuum Vessel + Shielding Material Costs for Vacuum Vessel + 13.04*Mass Flow Rate*112.32)/10^6 | 0 | 0 | 0 | 0 | 0 | 0 | 0 | 0 | 0 | 0 | 0 | 0 | 0 | 0 | 0 | 0 | 0 | 0 | 0 | 0 | 0 | 0 | 0 | 0 | 0 | 0 | 0 | 0 | 0 | 0 | 0 | 0 | 0 | 0 | 0 | 0 | 0 | 0 | 0 | 0 | 0 | 0 | 0 | 0 | 0 | 0 | 0 | 0 | 0 | 27
Parameter | Parameter | =(1400*C22*1000)/10^6 | Parameter | =C3*C4 | =C7/(C6) | =IF(X-factor=0,C7*C10,C7*C10*C13) | Parameter | Parameter | Parameter | Parameter | Parameter | =C16/C8 | =C9*C17 | Parameter | Parameter | Parameter | =C8+Cooling System Energy Consumption+Vacuum System Power Usage | =C20*C19 | =C16-C20 | =365*24*C14 | =C22*C23 | =C26/(1-C27) | =C4*C14*365*24*3600 | Parameter | =Total Cost per Pellet +Total Cost per Target with X-factor+Total Cost per Capacitive Coil and Hydrogen Cone+Final Assembly Cost per Target | =Fuel Pellet Mass*(Fuel Pellet Percentage Boron Nitride (h-BN)*Cost of Boron Nitride (h-BN))/(1000)+Cost of Manufacturing per Pellet | Parameter | Parameter | Parameter | Parameter | Parameter | Parameter | Parameter | =X-factor*(Total Cost of X-factor) | Parameter | Parameter | =Capacitive Coil and Hydrogen Cone*(Total Material Cost per Capacitive Coil and Hydrogen Cone+Cost of Manufacturing per Capacitive Coil and Hydrogen Cone) | =0.04+(Hydrogen Precursor Mass*Cost of Hydrogen)/(1000) | Parameter | Parameter | Parameter | Parameter | #N/A | =Manufacturing Overhead Costs+C25*(Total Cost per Target ) | Parameter | Parameter | Parameter | Parameter | Parameter | Parameter | Parameter | =(Total Cost of Fuel Storage+Cost of Fuel Delivery Robot)/10^6 | =C4*((C14*24)*3600)*Required Redundancy | Parameter | Parameter | Parameter | Parameter | =ROUNDDOWN(Number of Years in Service/Turbine Replacement Interval,0)*Turbine Generators Replacement Cost+Diode Replacement Cost*C3*C4*ROUNDDOWN(Number of Years in Service/Diode Replacement Interval,0)+Lifetime Wall Replacement Cost+Total Coolant Cost*10^6*ROUNDDOWN(Number of Years in Service/Coolant Replacement Interval,0)+Yearly Regular Maintenance Cost*Number of Years in Service | Parameter | =Cost of Maintenance per kWh*1000*C24 | Parameter | Parameter | Parameter | Parameter | Parameter | Parameter | Parameter | Parameter | Parameter | Parameter | Parameter | =(Land Cost+Reactor Building Cost+Turbine Building Cost+Cooling Tower System Cost+Power Supply and Energy Storage Cost+Ventilation Stack Cost+Miscellaneous Buildings Cost+Laser Construction Cost) | Parameter | Parameter | =Indirect Construction Cost+Direct Construction Cost | Parameter | =Decommissioning Cost Coefficient*Direct Construction Cost | Parameter | Parameter | Parameter | =32*(C9/2605) | Parameter | Parameter | =(Coolant Volume*Coolant Density*Coolant Cost)/10^6 | =C9*10^6/Mixed-mean Coolant Temperature Rise/Specific Heat of Coolant | Parameter | Parameter | Parameter | Parameter | =Number of Staff*Average Hourly Wage | =Hourly Personnel Cost*7.6*7*52.18 | Parameter | Parameter | Parameter | Parameter | Parameter | Parameter | =PI()*Height of Vacuum Vessel*(Radius of Vacuum Vessel^2-(Radius of Vacuum Vessel-Wall Thickness of Vacuum Vessel)^2)*Density of Vacuum Vessel Material | Parameter | =(90.69*Mass of Vacuum Vessel + Shielding Material Costs for Vacuum Vessel + 13.04*Mass Flow Rate*112.32)/10^6 | 0 | 0 | 0 | 0 | 0 | 0 | 0 | 0 | 0 | 0 | 0 | 0 | 0 | 0 | 0 | 0 | 0 | 0 | 0 | 0 | 0 | 0 | 0 | 0 | 0 | 0 | 0 | 0 | 0 | 0 | 0 | 0 | 0 | 0 | 0 | 0 | 0 | 0 | 0 | 0 | 0 | 0 | 0 | 0 | 0 | 0 | 0 | 0 | 0 | 26
Parameter | Parameter | =(1400*C22*1000)/10^6 | Parameter | =C3*C4 | =C7/(C6) | =IF(X-factor=0,C7*C10,C7*C10*C13) | Parameter | Parameter | Parameter | Parameter | Parameter | =C16/C8 | =C9*C17 | Parameter | Parameter | Parameter | =C8+Cooling System Energy Consumption+Vacuum System Power Usage | =C20*C19 | =C16-C20 | =365*24*C14 | =C22*C23 | =C26/(1-Production Failure Rate ) | =C4*C14*365*24*3600 | Parameter | =Total Cost per Pellet +Total Cost per Target with X-factor+Total Cost per Capacitive Coil and Hydrogen Cone+Final Assembly Cost per Target | =Fuel Pellet Mass*(Fuel Pellet Percentage Boron Nitride (h-BN)*Cost of Boron Nitride (h-BN))/(1000)+Cost of Manufacturing per Pellet | Parameter | Parameter | Parameter | Parameter | Parameter | Parameter | Parameter | =X-factor*(Total Cost of X-factor) | Parameter | Parameter | =Capacitive Coil and Hydrogen Cone*(Total Material Cost per Capacitive Coil and Hydrogen Cone+Cost of Manufacturing per Capacitive Coil and Hydrogen Cone) | =0.04+(Hydrogen Precursor Mass*Cost of Hydrogen)/(1000) | Parameter | Parameter | Parameter | Parameter | #N/A | =Manufacturing Overhead Costs+C25*(Total Cost per Target ) | Parameter | Parameter | Parameter | Parameter | Parameter | Parameter | Parameter | =(Total Cost of Fuel Storage+Cost of Fuel Delivery Robot)/10^6 | =C4*((C14*24)*3600)*Required Redundancy | Parameter | Parameter | Parameter | Parameter | =ROUNDDOWN(Number of Years in Service/Turbine Replacement Interval,0)*Turbine Generators Replacement Cost+Diode Replacement Cost*C3*C4*ROUNDDOWN(Number of Years in Service/Diode Replacement Interval,0)+Lifetime Wall Replacement Cost+Total Coolant Cost*10^6*ROUNDDOWN(Number of Years in Service/Coolant Replacement Interval,0)+Yearly Regular Maintenance Cost*Number of Years in Service | Parameter | =Cost of Maintenance per kWh*1000*C24 | Parameter | Parameter | Parameter | Parameter | Parameter | Parameter | Parameter | Parameter | Parameter | Parameter | Parameter | =(Land Cost+Reactor Building Cost+Turbine Building Cost+Cooling Tower System Cost+Power Supply and Energy Storage Cost+Ventilation Stack Cost+Miscellaneous Buildings Cost+Laser Construction Cost) | Parameter | Parameter | =Indirect Construction Cost+Direct Construction Cost | Parameter | =Decommissioning Cost Coefficient*Direct Construction Cost | Parameter | Parameter | Parameter | =32*(C9/2605) | Parameter | Parameter | =(Coolant Volume*Coolant Density*Coolant Cost)/10^6 | =C9*10^6/Mixed-mean Coolant Temperature Rise/Specific Heat of Coolant | Parameter | Parameter | Parameter | Parameter | =Number of Staff*Average Hourly Wage | =Hourly Personnel Cost*7.6*7*52.18 | Parameter | Parameter | Parameter | Parameter | Parameter | Parameter | =PI()*Height of Vacuum Vessel*(Radius of Vacuum Vessel^2-(Radius of Vacuum Vessel-Wall Thickness of Vacuum Vessel)^2)*Density of Vacuum Vessel Material | Parameter | =(90.69*Mass of Vacuum Vessel + Shielding Material Costs for Vacuum Vessel + 13.04*Mass Flow Rate*112.32)/10^6 | 0 | 0 | 0 | 0 | 0 | 0 | 0 | 0 | 0 | 0 | 0 | 0 | 0 | 0 | 0 | 0 | 0 | 0 | 0 | 0 | 0 | 0 | 0 | 0 | 0 | 0 | 0 | 0 | 0 | 0 | 0 | 0 | 0 | 0 | 0 | 0 | 0 | 0 | 0 | 0 | 0 | 0 | 0 | 0 | 0 | 0 | 0 | 0 | 0 | 25
Parameter | Parameter | =(1400*C22*1000)/10^6 | Parameter | =C3*C4 | =C7/(C6) | =IF(X-factor=0,C7*C10,C7*C10*C13) | Parameter | Parameter | Parameter | Parameter | Parameter | =C16/C8 | =C9*C17 | Parameter | Parameter | Parameter | =C8+Cooling System Energy Consumption+Vacuum System Power Usage | =C20*C19 | =C16-C20 | =365*24*C14 | =C22*C23 | =Required Targets per Year/(1-Production Failure Rate ) | =C4*C14*365*24*3600 | Parameter | =Total Cost per Pellet +Total Cost per Target with X-factor+Total Cost per Capacitive Coil and Hydrogen Cone+Final Assembly Cost per Target | =Fuel Pellet Mass*(Fuel Pellet Percentage Boron Nitride (h-BN)*Cost of Boron Nitride (h-BN))/(1000)+Cost of Manufacturing per Pellet | Parameter | Parameter | Parameter | Parameter | Parameter | Parameter | Parameter | =X-factor*(Total Cost of X-factor) | Parameter | Parameter | =Capacitive Coil and Hydrogen Cone*(Total Material Cost per Capacitive Coil and Hydrogen Cone+Cost of Manufacturing per Capacitive Coil and Hydrogen Cone) | =0.04+(Hydrogen Precursor Mass*Cost of Hydrogen)/(1000) | Parameter | Parameter | Parameter | Parameter | #N/A | =Manufacturing Overhead Costs+C25*(Total Cost per Target ) | Parameter | Parameter | Parameter | Parameter | Parameter | Parameter | Parameter | =(Total Cost of Fuel Storage+Cost of Fuel Delivery Robot)/10^6 | =C4*((C14*24)*3600)*Required Redundancy | Parameter | Parameter | Parameter | Parameter | =ROUNDDOWN(Number of Years in Service/Turbine Replacement Interval,0)*Turbine Generators Replacement Cost+Diode Replacement Cost*C3*C4*ROUNDDOWN(Number of Years in Service/Diode Replacement Interval,0)+Lifetime Wall Replacement Cost+Total Coolant Cost*10^6*ROUNDDOWN(Number of Years in Service/Coolant Replacement Interval,0)+Yearly Regular Maintenance Cost*Number of Years in Service | Parameter | =Cost of Maintenance per kWh*1000*C24 | Parameter | Parameter | Parameter | Parameter | Parameter | Parameter | Parameter | Parameter | Parameter | Parameter | Parameter | =(Land Cost+Reactor Building Cost+Turbine Building Cost+Cooling Tower System Cost+Power Supply and Energy Storage Cost+Ventilation Stack Cost+Miscellaneous Buildings Cost+Laser Construction Cost) | Parameter | Parameter | =Indirect Construction Cost+Direct Construction Cost | Parameter | =Decommissioning Cost Coefficient*Direct Construction Cost | Parameter | Parameter | Parameter | =32*(C9/2605) | Parameter | Parameter | =(Coolant Volume*Coolant Density*Coolant Cost)/10^6 | =C9*10^6/Mixed-mean Coolant Temperature Rise/Specific Heat of Coolant | Parameter | Parameter | Parameter | Parameter | =Number of Staff*Average Hourly Wage | =Hourly Personnel Cost*7.6*7*52.18 | Parameter | Parameter | Parameter | Parameter | Parameter | Parameter | =PI()*Height of Vacuum Vessel*(Radius of Vacuum Vessel^2-(Radius of Vacuum Vessel-Wall Thickness of Vacuum Vessel)^2)*Density of Vacuum Vessel Material | Parameter | =(90.69*Mass of Vacuum Vessel + Shielding Material Costs for Vacuum Vessel + 13.04*Mass Flow Rate*112.32)/10^6 | 0 | 0 | 0 | 0 | 0 | 0 | 0 | 0 | 0 | 0 | 0 | 0 | 0 | 0 | 0 | 0 | 0 | 0 | 0 | 0 | 0 | 0 | 0 | 0 | 0 | 0 | 0 | 0 | 0 | 0 | 0 | 0 | 0 | 0 | 0 | 0 | 0 | 0 | 0 | 0 | 0 | 0 | 0 | 0 | 0 | 0 | 0 | 0 | 0 | 24
Parameter | Parameter | =(1400*C22*1000)/10^6 | Parameter | =C3*C4 | =C7/(C6) | =IF(X-factor=0,C7*C10,C7*C10*C13) | Parameter | Parameter | Parameter | Parameter | Parameter | =C16/C8 | =C9*C17 | Parameter | Parameter | Parameter | =C8+Cooling System Energy Consumption+Vacuum System Power Usage | =C20*C19 | =C16-C20 | =365*24*C14 | =C22*C23 | =Required Targets per Year/(1-Production Failure Rate ) | =C4*C14*365*24*3600 | Parameter | =Total Cost per Pellet +Total Cost per Target with X-factor+Total Cost per Capacitive Coil and Hydrogen Cone+Final Assembly Cost per Target | =Fuel Pellet Mass*(Fuel Pellet Percentage Boron Nitride (h-BN)*Cost of Boron Nitride (h-BN))/(1000)+Cost of Manufacturing per Pellet | Parameter | Parameter | Parameter | Parameter | Parameter | Parameter | Parameter | =X-factor*(Total Cost of X-factor) | Parameter | Parameter | =Capacitive Coil and Hydrogen Cone*(Total Material Cost per Capacitive Coil and Hydrogen Cone+Cost of Manufacturing per Capacitive Coil and Hydrogen Cone) | =0.04+(Hydrogen Precursor Mass*Cost of Hydrogen)/(1000) | Parameter | Parameter | Parameter | Parameter | #N/A | =Manufacturing Overhead Costs+Fuel Target Production per Year*(Total Cost per Target ) | Parameter | Parameter | Parameter | Parameter | Parameter | Parameter | Parameter | =(Total Cost of Fuel Storage+Cost of Fuel Delivery Robot)/10^6 | =C4*((C14*24)*3600)*Required Redundancy | Parameter | Parameter | Parameter | Parameter | =ROUNDDOWN(Number of Years in Service/Turbine Replacement Interval,0)*Turbine Generators Replacement Cost+Diode Replacement Cost*C3*C4*ROUNDDOWN(Number of Years in Service/Diode Replacement Interval,0)+Lifetime Wall Replacement Cost+Total Coolant Cost*10^6*ROUNDDOWN(Number of Years in Service/Coolant Replacement Interval,0)+Yearly Regular Maintenance Cost*Number of Years in Service | Parameter | =Cost of Maintenance per kWh*1000*C24 | Parameter | Parameter | Parameter | Parameter | Parameter | Parameter | Parameter | Parameter | Parameter | Parameter | Parameter | =(Land Cost+Reactor Building Cost+Turbine Building Cost+Cooling Tower System Cost+Power Supply and Energy Storage Cost+Ventilation Stack Cost+Miscellaneous Buildings Cost+Laser Construction Cost) | Parameter | Parameter | =Indirect Construction Cost+Direct Construction Cost | Parameter | =Decommissioning Cost Coefficient*Direct Construction Cost | Parameter | Parameter | Parameter | =32*(C9/2605) | Parameter | Parameter | =(Coolant Volume*Coolant Density*Coolant Cost)/10^6 | =C9*10^6/Mixed-mean Coolant Temperature Rise/Specific Heat of Coolant | Parameter | Parameter | Parameter | Parameter | =Number of Staff*Average Hourly Wage | =Hourly Personnel Cost*7.6*7*52.18 | Parameter | Parameter | Parameter | Parameter | Parameter | Parameter | =PI()*Height of Vacuum Vessel*(Radius of Vacuum Vessel^2-(Radius of Vacuum Vessel-Wall Thickness of Vacuum Vessel)^2)*Density of Vacuum Vessel Material | Parameter | =(90.69*Mass of Vacuum Vessel + Shielding Material Costs for Vacuum Vessel + 13.04*Mass Flow Rate*112.32)/10^6 | 0 | 0 | 0 | 0 | 0 | 0 | 0 | 0 | 0 | 0 | 0 | 0 | 0 | 0 | 0 | 0 | 0 | 0 | 0 | 0 | 0 | 0 | 0 | 0 | 0 | 0 | 0 | 0 | 0 | 0 | 0 | 0 | 0 | 0 | 0 | 0 | 0 | 0 | 0 | 0 | 0 | 0 | 0 | 0 | 0 | 0 | 0 | 0 | 0 | 23
Parameter | Parameter | =(1400*C22*1000)/10^6 | Parameter | =C3*C4 | =C7/(C6) | =IF(X-factor=0,C7*C10,C7*C10*C13) | Parameter | Parameter | Parameter | Parameter | Parameter | =C16/C8 | =C9*C17 | Parameter | Parameter | Parameter | =C8+Cooling System Energy Consumption+Vacuum System Power Usage | =C20*C19 | =C16-C20 | =365*24*C14 | =C22*C23 | =Required Targets per Year/(1-Production Failure Rate ) | =C4*C14*365*24*3600 | Parameter | =Total Cost per Pellet +Total Cost per Target with X-factor+Total Cost per Capacitive Coil and Hydrogen Cone+Final Assembly Cost per Target | =Fuel Pellet Mass*(Fuel Pellet Percentage Boron Nitride (h-BN)*Cost of Boron Nitride (h-BN))/(1000)+Cost of Manufacturing per Pellet | Parameter | Parameter | Parameter | Parameter | Parameter | Parameter | Parameter | =X-factor*(Total Cost of X-factor) | Parameter | Parameter | =Capacitive Coil and Hydrogen Cone*(Total Material Cost per Capacitive Coil and Hydrogen Cone+Cost of Manufacturing per Capacitive Coil and Hydrogen Cone) | =0.04+(Hydrogen Precursor Mass*Cost of Hydrogen)/(1000) | Parameter | Parameter | Parameter | Parameter | #N/A | =Manufacturing Overhead Costs+Fuel Target Production per Year*(Total Cost per Target ) | Parameter | Parameter | Parameter | Parameter | Parameter | Parameter | Parameter | =(Total Cost of Fuel Storage+Cost of Fuel Delivery Robot)/10^6 | =C4*((C14*24)*3600)*Required Redundancy | Parameter | Parameter | Parameter | Parameter | =ROUNDDOWN(Number of Years in Service/Turbine Replacement Interval,0)*Turbine Generators Replacement Cost+Diode Replacement Cost*C3*C4*ROUNDDOWN(Number of Years in Service/Diode Replacement Interval,0)+Lifetime Wall Replacement Cost+Total Coolant Cost*10^6*ROUNDDOWN(Number of Years in Service/Coolant Replacement Interval,0)+Yearly Regular Maintenance Cost*Number of Years in Service | Parameter | =Cost of Maintenance per kWh*1000*Yearly Net Energy Output | Parameter | Parameter | Parameter | Parameter | Parameter | Parameter | Parameter | Parameter | Parameter | Parameter | Parameter | =(Land Cost+Reactor Building Cost+Turbine Building Cost+Cooling Tower System Cost+Power Supply and Energy Storage Cost+Ventilation Stack Cost+Miscellaneous Buildings Cost+Laser Construction Cost) | Parameter | Parameter | =Indirect Construction Cost+Direct Construction Cost | Parameter | =Decommissioning Cost Coefficient*Direct Construction Cost | Parameter | Parameter | Parameter | =32*(C9/2605) | Parameter | Parameter | =(Coolant Volume*Coolant Density*Coolant Cost)/10^6 | =C9*10^6/Mixed-mean Coolant Temperature Rise/Specific Heat of Coolant | Parameter | Parameter | Parameter | Parameter | =Number of Staff*Average Hourly Wage | =Hourly Personnel Cost*7.6*7*52.18 | Parameter | Parameter | Parameter | Parameter | Parameter | Parameter | =PI()*Height of Vacuum Vessel*(Radius of Vacuum Vessel^2-(Radius of Vacuum Vessel-Wall Thickness of Vacuum Vessel)^2)*Density of Vacuum Vessel Material | Parameter | =(90.69*Mass of Vacuum Vessel + Shielding Material Costs for Vacuum Vessel + 13.04*Mass Flow Rate*112.32)/10^6 | 0 | 0 | 0 | 0 | 0 | 0 | 0 | 0 | 0 | 0 | 0 | 0 | 0 | 0 | 0 | 0 | 0 | 0 | 0 | 0 | 0 | 0 | 0 | 0 | 0 | 0 | 0 | 0 | 0 | 0 | 0 | 0 | 0 | 0 | 0 | 0 | 0 | 0 | 0 | 0 | 0 | 0 | 0 | 0 | 0 | 0 | 0 | 0 | 0 | 22
Parameter | Parameter | =(1400*C22*1000)/10^6 | Parameter | =C3*C4 | =C7/(C6) | =IF(X-factor=0,C7*C10,C7*C10*C13) | Parameter | Parameter | Parameter | Parameter | Parameter | =C16/C8 | =C9*C17 | Parameter | Parameter | Parameter | =C8+Cooling System Energy Consumption+Vacuum System Power Usage | =C20*C19 | =C16-C20 | =365*24*C14 | =C22*Hours in Operation per Year | =Required Targets per Year/(1-Production Failure Rate ) | =C4*C14*365*24*3600 | Parameter | =Total Cost per Pellet +Total Cost per Target with X-factor+Total Cost per Capacitive Coil and Hydrogen Cone+Final Assembly Cost per Target | =Fuel Pellet Mass*(Fuel Pellet Percentage Boron Nitride (h-BN)*Cost of Boron Nitride (h-BN))/(1000)+Cost of Manufacturing per Pellet | Parameter | Parameter | Parameter | Parameter | Parameter | Parameter | Parameter | =X-factor*(Total Cost of X-factor) | Parameter | Parameter | =Capacitive Coil and Hydrogen Cone*(Total Material Cost per Capacitive Coil and Hydrogen Cone+Cost of Manufacturing per Capacitive Coil and Hydrogen Cone) | =0.04+(Hydrogen Precursor Mass*Cost of Hydrogen)/(1000) | Parameter | Parameter | Parameter | Parameter | #N/A | =Manufacturing Overhead Costs+Fuel Target Production per Year*(Total Cost per Target ) | Parameter | Parameter | Parameter | Parameter | Parameter | Parameter | Parameter | =(Total Cost of Fuel Storage+Cost of Fuel Delivery Robot)/10^6 | =C4*((C14*24)*3600)*Required Redundancy | Parameter | Parameter | Parameter | Parameter | =ROUNDDOWN(Number of Years in Service/Turbine Replacement Interval,0)*Turbine Generators Replacement Cost+Diode Replacement Cost*C3*C4*ROUNDDOWN(Number of Years in Service/Diode Replacement Interval,0)+Lifetime Wall Replacement Cost+Total Coolant Cost*10^6*ROUNDDOWN(Number of Years in Service/Coolant Replacement Interval,0)+Yearly Regular Maintenance Cost*Number of Years in Service | Parameter | =Cost of Maintenance per kWh*1000*Yearly Net Energy Output | Parameter | Parameter | Parameter | Parameter | Parameter | Parameter | Parameter | Parameter | Parameter | Parameter | Parameter | =(Land Cost+Reactor Building Cost+Turbine Building Cost+Cooling Tower System Cost+Power Supply and Energy Storage Cost+Ventilation Stack Cost+Miscellaneous Buildings Cost+Laser Construction Cost) | Parameter | Parameter | =Indirect Construction Cost+Direct Construction Cost | Parameter | =Decommissioning Cost Coefficient*Direct Construction Cost | Parameter | Parameter | Parameter | =32*(C9/2605) | Parameter | Parameter | =(Coolant Volume*Coolant Density*Coolant Cost)/10^6 | =C9*10^6/Mixed-mean Coolant Temperature Rise/Specific Heat of Coolant | Parameter | Parameter | Parameter | Parameter | =Number of Staff*Average Hourly Wage | =Hourly Personnel Cost*7.6*7*52.18 | Parameter | Parameter | Parameter | Parameter | Parameter | Parameter | =PI()*Height of Vacuum Vessel*(Radius of Vacuum Vessel^2-(Radius of Vacuum Vessel-Wall Thickness of Vacuum Vessel)^2)*Density of Vacuum Vessel Material | Parameter | =(90.69*Mass of Vacuum Vessel + Shielding Material Costs for Vacuum Vessel + 13.04*Mass Flow Rate*112.32)/10^6 | 0 | 0 | 0 | 0 | 0 | 0 | 0 | 0 | 0 | 0 | 0 | 0 | 0 | 0 | 0 | 0 | 0 | 0 | 0 | 0 | 0 | 0 | 0 | 0 | 0 | 0 | 0 | 0 | 0 | 0 | 0 | 0 | 0 | 0 | 0 | 0 | 0 | 0 | 0 | 0 | 0 | 0 | 0 | 0 | 0 | 0 | 0 | 0 | 0 | 21
Parameter | Parameter | =(1400*Net Energy Output*1000)/10^6 | Parameter | =C3*C4 | =C7/(C6) | =IF(X-factor=0,C7*C10,C7*C10*C13) | Parameter | Parameter | Parameter | Parameter | Parameter | =C16/C8 | =C9*C17 | Parameter | Parameter | Parameter | =C8+Cooling System Energy Consumption+Vacuum System Power Usage | =C20*C19 | =C16-C20 | =365*24*C14 | =Net Energy Output*Hours in Operation per Year | =Required Targets per Year/(1-Production Failure Rate ) | =C4*C14*365*24*3600 | Parameter | =Total Cost per Pellet +Total Cost per Target with X-factor+Total Cost per Capacitive Coil and Hydrogen Cone+Final Assembly Cost per Target | =Fuel Pellet Mass*(Fuel Pellet Percentage Boron Nitride (h-BN)*Cost of Boron Nitride (h-BN))/(1000)+Cost of Manufacturing per Pellet | Parameter | Parameter | Parameter | Parameter | Parameter | Parameter | Parameter | =X-factor*(Total Cost of X-factor) | Parameter | Parameter | =Capacitive Coil and Hydrogen Cone*(Total Material Cost per Capacitive Coil and Hydrogen Cone+Cost of Manufacturing per Capacitive Coil and Hydrogen Cone) | =0.04+(Hydrogen Precursor Mass*Cost of Hydrogen)/(1000) | Parameter | Parameter | Parameter | Parameter | #N/A | =Manufacturing Overhead Costs+Fuel Target Production per Year*(Total Cost per Target ) | Parameter | Parameter | Parameter | Parameter | Parameter | Parameter | Parameter | =(Total Cost of Fuel Storage+Cost of Fuel Delivery Robot)/10^6 | =C4*((C14*24)*3600)*Required Redundancy | Parameter | Parameter | Parameter | Parameter | =ROUNDDOWN(Number of Years in Service/Turbine Replacement Interval,0)*Turbine Generators Replacement Cost+Diode Replacement Cost*C3*C4*ROUNDDOWN(Number of Years in Service/Diode Replacement Interval,0)+Lifetime Wall Replacement Cost+Total Coolant Cost*10^6*ROUNDDOWN(Number of Years in Service/Coolant Replacement Interval,0)+Yearly Regular Maintenance Cost*Number of Years in Service | Parameter | =Cost of Maintenance per kWh*1000*Yearly Net Energy Output | Parameter | Parameter | Parameter | Parameter | Parameter | Parameter | Parameter | Parameter | Parameter | Parameter | Parameter | =(Land Cost+Reactor Building Cost+Turbine Building Cost+Cooling Tower System Cost+Power Supply and Energy Storage Cost+Ventilation Stack Cost+Miscellaneous Buildings Cost+Laser Construction Cost) | Parameter | Parameter | =Indirect Construction Cost+Direct Construction Cost | Parameter | =Decommissioning Cost Coefficient*Direct Construction Cost | Parameter | Parameter | Parameter | =32*(C9/2605) | Parameter | Parameter | =(Coolant Volume*Coolant Density*Coolant Cost)/10^6 | =C9*10^6/Mixed-mean Coolant Temperature Rise/Specific Heat of Coolant | Parameter | Parameter | Parameter | Parameter | =Number of Staff*Average Hourly Wage | =Hourly Personnel Cost*7.6*7*52.18 | Parameter | Parameter | Parameter | Parameter | Parameter | Parameter | =PI()*Height of Vacuum Vessel*(Radius of Vacuum Vessel^2-(Radius of Vacuum Vessel-Wall Thickness of Vacuum Vessel)^2)*Density of Vacuum Vessel Material | Parameter | =(90.69*Mass of Vacuum Vessel + Shielding Material Costs for Vacuum Vessel + 13.04*Mass Flow Rate*112.32)/10^6 | 0 | 0 | 0 | 0 | 0 | 0 | 0 | 0 | 0 | 0 | 0 | 0 | 0 | 0 | 0 | 0 | 0 | 0 | 0 | 0 | 0 | 0 | 0 | 0 | 0 | 0 | 0 | 0 | 0 | 0 | 0 | 0 | 0 | 0 | 0 | 0 | 0 | 0 | 0 | 0 | 0 | 0 | 0 | 0 | 0 | 0 | 0 | 0 | 0 | 20
Parameter | Parameter | =(1400*Net Energy Output*1000)/10^6 | Parameter | =C3*C4 | =C7/(C6) | =IF(X-factor=0,C7*C10,C7*C10*C13) | Parameter | Parameter | Parameter | Parameter | Parameter | =C16/C8 | =C9*C17 | Parameter | Parameter | Parameter | =C8+Cooling System Energy Consumption+Vacuum System Power Usage | =C20*C19 | =C16-C20 | =365*24*C14 | =Net Energy Output*Hours in Operation per Year | =Required Targets per Year/(1-Production Failure Rate ) | =C4*C14*365*24*3600 | Parameter | =Total Cost per Pellet +Total Cost per Target with X-factor+Total Cost per Capacitive Coil and Hydrogen Cone+Final Assembly Cost per Target | =Fuel Pellet Mass*(Fuel Pellet Percentage Boron Nitride (h-BN)*Cost of Boron Nitride (h-BN))/(1000)+Cost of Manufacturing per Pellet | Parameter | Parameter | Parameter | Parameter | Parameter | Parameter | Parameter | =X-factor*(Total Cost of X-factor) | Parameter | Parameter | =Capacitive Coil and Hydrogen Cone*(Total Material Cost per Capacitive Coil and Hydrogen Cone+Cost of Manufacturing per Capacitive Coil and Hydrogen Cone) | =0.04+(Hydrogen Precursor Mass*Cost of Hydrogen)/(1000) | Parameter | Parameter | Parameter | Parameter | #N/A | =Manufacturing Overhead Costs+Fuel Target Production per Year*(Total Cost per Target ) | Parameter | Parameter | Parameter | Parameter | Parameter | Parameter | Parameter | =(Total Cost of Fuel Storage+Cost of Fuel Delivery Robot)/10^6 | =C4*((C14*24)*3600)*Required Redundancy | Parameter | Parameter | Parameter | Parameter | =ROUNDDOWN(Number of Years in Service/Turbine Replacement Interval,0)*Turbine Generators Replacement Cost+Diode Replacement Cost*C3*C4*ROUNDDOWN(Number of Years in Service/Diode Replacement Interval,0)+Lifetime Wall Replacement Cost+Total Coolant Cost*10^6*ROUNDDOWN(Number of Years in Service/Coolant Replacement Interval,0)+Yearly Regular Maintenance Cost*Number of Years in Service | Parameter | =Cost of Maintenance per kWh*1000*Yearly Net Energy Output | Parameter | Parameter | Parameter | Parameter | Parameter | Parameter | Parameter | Parameter | Parameter | Parameter | Parameter | =(Land Cost+Reactor Building Cost+Turbine Building Cost+Cooling Tower System Cost+Power Supply and Energy Storage Cost+Ventilation Stack Cost+Miscellaneous Buildings Cost+Laser Construction Cost) | Parameter | Parameter | =Indirect Construction Cost+Direct Construction Cost | Parameter | =Decommissioning Cost Coefficient*Direct Construction Cost | Parameter | Parameter | Parameter | =32*(C9/2605) | Parameter | Parameter | =(Coolant Volume*Coolant Density*Coolant Cost)/10^6 | =C9*10^6/Mixed-mean Coolant Temperature Rise/Specific Heat of Coolant | Parameter | Parameter | Parameter | Parameter | =Number of Staff*Average Hourly Wage | =Hourly Personnel Cost*7.6*7*52.18 | Parameter | Parameter | Parameter | Parameter | Parameter | Parameter | =PI()*Height of Vacuum Vessel*(Radius of Vacuum Vessel^2-(Radius of Vacuum Vessel-Wall Thickness of Vacuum Vessel)^2)*Density of Vacuum Vessel Material | Parameter | =(90.69*Mass of Vacuum Vessel + Shielding Material Costs for Vacuum Vessel + 13.04*Mass Flow Rate*112.32)/10^6 | 0 | 0 | 0 | 0 | 0 | 0 | 0 | 0 | 0 | 0 | 0 | 0 | 0 | 0 | 0 | 0 | 0 | 0 | 0 | 0 | 0 | 0 | 0 | 0 | 0 | 0 | 0 | 0 | 0 | 0 | 0 | 0 | 0 | 0 | 0 | 0 | 0 | 0 | 0 | 0 | 0 | 0 | 0 | 0 | 0 | 0 | 0 | 0 | 0 | 19
Parameter | Parameter | =(1400*Net Energy Output*1000)/10^6 | Parameter | =C3*C4 | =C7/(C6) | =IF(X-factor=0,C7*C10,C7*C10*C13) | Parameter | Parameter | Parameter | Parameter | Parameter | =C16/C8 | =C9*C17 | Parameter | Parameter | Parameter | =C8+Cooling System Energy Consumption+Vacuum System Power Usage | =Total Reactor Energy Consumption*C19 | =C16-Total Reactor Energy Consumption | =365*24*C14 | =Net Energy Output*Hours in Operation per Year | =Required Targets per Year/(1-Production Failure Rate ) | =C4*C14*365*24*3600 | Parameter | =Total Cost per Pellet +Total Cost per Target with X-factor+Total Cost per Capacitive Coil and Hydrogen Cone+Final Assembly Cost per Target | =Fuel Pellet Mass*(Fuel Pellet Percentage Boron Nitride (h-BN)*Cost of Boron Nitride (h-BN))/(1000)+Cost of Manufacturing per Pellet | Parameter | Parameter | Parameter | Parameter | Parameter | Parameter | Parameter | =X-factor*(Total Cost of X-factor) | Parameter | Parameter | =Capacitive Coil and Hydrogen Cone*(Total Material Cost per Capacitive Coil and Hydrogen Cone+Cost of Manufacturing per Capacitive Coil and Hydrogen Cone) | =0.04+(Hydrogen Precursor Mass*Cost of Hydrogen)/(1000) | Parameter | Parameter | Parameter | Parameter | #N/A | =Manufacturing Overhead Costs+Fuel Target Production per Year*(Total Cost per Target ) | Parameter | Parameter | Parameter | Parameter | Parameter | Parameter | Parameter | =(Total Cost of Fuel Storage+Cost of Fuel Delivery Robot)/10^6 | =C4*((C14*24)*3600)*Required Redundancy | Parameter | Parameter | Parameter | Parameter | =ROUNDDOWN(Number of Years in Service/Turbine Replacement Interval,0)*Turbine Generators Replacement Cost+Diode Replacement Cost*C3*C4*ROUNDDOWN(Number of Years in Service/Diode Replacement Interval,0)+Lifetime Wall Replacement Cost+Total Coolant Cost*10^6*ROUNDDOWN(Number of Years in Service/Coolant Replacement Interval,0)+Yearly Regular Maintenance Cost*Number of Years in Service | Parameter | =Cost of Maintenance per kWh*1000*Yearly Net Energy Output | Parameter | Parameter | Parameter | Parameter | Parameter | Parameter | Parameter | Parameter | Parameter | Parameter | Parameter | =(Land Cost+Reactor Building Cost+Turbine Building Cost+Cooling Tower System Cost+Power Supply and Energy Storage Cost+Ventilation Stack Cost+Miscellaneous Buildings Cost+Laser Construction Cost) | Parameter | Parameter | =Indirect Construction Cost+Direct Construction Cost | Parameter | =Decommissioning Cost Coefficient*Direct Construction Cost | Parameter | Parameter | Parameter | =32*(C9/2605) | Parameter | Parameter | =(Coolant Volume*Coolant Density*Coolant Cost)/10^6 | =C9*10^6/Mixed-mean Coolant Temperature Rise/Specific Heat of Coolant | Parameter | Parameter | Parameter | Parameter | =Number of Staff*Average Hourly Wage | =Hourly Personnel Cost*7.6*7*52.18 | Parameter | Parameter | Parameter | Parameter | Parameter | Parameter | =PI()*Height of Vacuum Vessel*(Radius of Vacuum Vessel^2-(Radius of Vacuum Vessel-Wall Thickness of Vacuum Vessel)^2)*Density of Vacuum Vessel Material | Parameter | =(90.69*Mass of Vacuum Vessel + Shielding Material Costs for Vacuum Vessel + 13.04*Mass Flow Rate*112.32)/10^6 | 0 | 0 | 0 | 0 | 0 | 0 | 0 | 0 | 0 | 0 | 0 | 0 | 0 | 0 | 0 | 0 | 0 | 0 | 0 | 0 | 0 | 0 | 0 | 0 | 0 | 0 | 0 | 0 | 0 | 0 | 0 | 0 | 0 | 0 | 0 | 0 | 0 | 0 | 0 | 0 | 0 | 0 | 0 | 0 | 0 | 0 | 0 | 0 | 0 | 18
Parameter | Parameter | =(1400*Net Energy Output*1000)/10^6 | Parameter | =C3*C4 | =C7/(C6) | =IF(X-factor=0,C7*C10,C7*C10*C13) | Parameter | Parameter | Parameter | Parameter | Parameter | =C16/C8 | =C9*C17 | Parameter | Parameter | Parameter | =C8+Cooling System Energy Consumption+Vacuum System Power Usage | =Total Reactor Energy Consumption*Electricity Rate | =C16-Total Reactor Energy Consumption | =365*24*C14 | =Net Energy Output*Hours in Operation per Year | =Required Targets per Year/(1-Production Failure Rate ) | =C4*C14*365*24*3600 | Parameter | =Total Cost per Pellet +Total Cost per Target with X-factor+Total Cost per Capacitive Coil and Hydrogen Cone+Final Assembly Cost per Target | =Fuel Pellet Mass*(Fuel Pellet Percentage Boron Nitride (h-BN)*Cost of Boron Nitride (h-BN))/(1000)+Cost of Manufacturing per Pellet | Parameter | Parameter | Parameter | Parameter | Parameter | Parameter | Parameter | =X-factor*(Total Cost of X-factor) | Parameter | Parameter | =Capacitive Coil and Hydrogen Cone*(Total Material Cost per Capacitive Coil and Hydrogen Cone+Cost of Manufacturing per Capacitive Coil and Hydrogen Cone) | =0.04+(Hydrogen Precursor Mass*Cost of Hydrogen)/(1000) | Parameter | Parameter | Parameter | Parameter | #N/A | =Manufacturing Overhead Costs+Fuel Target Production per Year*(Total Cost per Target ) | Parameter | Parameter | Parameter | Parameter | Parameter | Parameter | Parameter | =(Total Cost of Fuel Storage+Cost of Fuel Delivery Robot)/10^6 | =C4*((C14*24)*3600)*Required Redundancy | Parameter | Parameter | Parameter | Parameter | =ROUNDDOWN(Number of Years in Service/Turbine Replacement Interval,0)*Turbine Generators Replacement Cost+Diode Replacement Cost*C3*C4*ROUNDDOWN(Number of Years in Service/Diode Replacement Interval,0)+Lifetime Wall Replacement Cost+Total Coolant Cost*10^6*ROUNDDOWN(Number of Years in Service/Coolant Replacement Interval,0)+Yearly Regular Maintenance Cost*Number of Years in Service | Parameter | =Cost of Maintenance per kWh*1000*Yearly Net Energy Output | Parameter | Parameter | Parameter | Parameter | Parameter | Parameter | Parameter | Parameter | Parameter | Parameter | Parameter | =(Land Cost+Reactor Building Cost+Turbine Building Cost+Cooling Tower System Cost+Power Supply and Energy Storage Cost+Ventilation Stack Cost+Miscellaneous Buildings Cost+Laser Construction Cost) | Parameter | Parameter | =Indirect Construction Cost+Direct Construction Cost | Parameter | =Decommissioning Cost Coefficient*Direct Construction Cost | Parameter | Parameter | Parameter | =32*(C9/2605) | Parameter | Parameter | =(Coolant Volume*Coolant Density*Coolant Cost)/10^6 | =C9*10^6/Mixed-mean Coolant Temperature Rise/Specific Heat of Coolant | Parameter | Parameter | Parameter | Parameter | =Number of Staff*Average Hourly Wage | =Hourly Personnel Cost*7.6*7*52.18 | Parameter | Parameter | Parameter | Parameter | Parameter | Parameter | =PI()*Height of Vacuum Vessel*(Radius of Vacuum Vessel^2-(Radius of Vacuum Vessel-Wall Thickness of Vacuum Vessel)^2)*Density of Vacuum Vessel Material | Parameter | =(90.69*Mass of Vacuum Vessel + Shielding Material Costs for Vacuum Vessel + 13.04*Mass Flow Rate*112.32)/10^6 | 0 | 0 | 0 | 0 | 0 | 0 | 0 | 0 | 0 | 0 | 0 | 0 | 0 | 0 | 0 | 0 | 0 | 0 | 0 | 0 | 0 | 0 | 0 | 0 | 0 | 0 | 0 | 0 | 0 | 0 | 0 | 0 | 0 | 0 | 0 | 0 | 0 | 0 | 0 | 0 | 0 | 0 | 0 | 0 | 0 | 0 | 0 | 0 | 0 | 17
Parameter | Parameter | =(1400*Net Energy Output*1000)/10^6 | Parameter | =C3*C4 | =C7/(C6) | =IF(X-factor=0,C7*C10,C7*C10*C13) | Parameter | Parameter | Parameter | Parameter | Parameter | =C16/C8 | =C9*C17 | Parameter | Parameter | Parameter | =C8+Cooling System Energy Consumption+Vacuum System Power Usage | =Total Reactor Energy Consumption*Electricity Rate | =C16-Total Reactor Energy Consumption | =365*24*C14 | =Net Energy Output*Hours in Operation per Year | =Required Targets per Year/(1-Production Failure Rate ) | =C4*C14*365*24*3600 | Parameter | =Total Cost per Pellet +Total Cost per Target with X-factor+Total Cost per Capacitive Coil and Hydrogen Cone+Final Assembly Cost per Target | =Fuel Pellet Mass*(Fuel Pellet Percentage Boron Nitride (h-BN)*Cost of Boron Nitride (h-BN))/(1000)+Cost of Manufacturing per Pellet | Parameter | Parameter | Parameter | Parameter | Parameter | Parameter | Parameter | =X-factor*(Total Cost of X-factor) | Parameter | Parameter | =Capacitive Coil and Hydrogen Cone*(Total Material Cost per Capacitive Coil and Hydrogen Cone+Cost of Manufacturing per Capacitive Coil and Hydrogen Cone) | =0.04+(Hydrogen Precursor Mass*Cost of Hydrogen)/(1000) | Parameter | Parameter | Parameter | Parameter | #N/A | =Manufacturing Overhead Costs+Fuel Target Production per Year*(Total Cost per Target ) | Parameter | Parameter | Parameter | Parameter | Parameter | Parameter | Parameter | =(Total Cost of Fuel Storage+Cost of Fuel Delivery Robot)/10^6 | =C4*((C14*24)*3600)*Required Redundancy | Parameter | Parameter | Parameter | Parameter | =ROUNDDOWN(Number of Years in Service/Turbine Replacement Interval,0)*Turbine Generators Replacement Cost+Diode Replacement Cost*C3*C4*ROUNDDOWN(Number of Years in Service/Diode Replacement Interval,0)+Lifetime Wall Replacement Cost+Total Coolant Cost*10^6*ROUNDDOWN(Number of Years in Service/Coolant Replacement Interval,0)+Yearly Regular Maintenance Cost*Number of Years in Service | Parameter | =Cost of Maintenance per kWh*1000*Yearly Net Energy Output | Parameter | Parameter | Parameter | Parameter | Parameter | Parameter | Parameter | Parameter | Parameter | Parameter | Parameter | =(Land Cost+Reactor Building Cost+Turbine Building Cost+Cooling Tower System Cost+Power Supply and Energy Storage Cost+Ventilation Stack Cost+Miscellaneous Buildings Cost+Laser Construction Cost) | Parameter | Parameter | =Indirect Construction Cost+Direct Construction Cost | Parameter | =Decommissioning Cost Coefficient*Direct Construction Cost | Parameter | Parameter | Parameter | =32*(C9/2605) | Parameter | Parameter | =(Coolant Volume*Coolant Density*Coolant Cost)/10^6 | =C9*10^6/Mixed-mean Coolant Temperature Rise/Specific Heat of Coolant | Parameter | Parameter | Parameter | Parameter | =Number of Staff*Average Hourly Wage | =Hourly Personnel Cost*7.6*7*52.18 | Parameter | Parameter | Parameter | Parameter | Parameter | Parameter | =PI()*Height of Vacuum Vessel*(Radius of Vacuum Vessel^2-(Radius of Vacuum Vessel-Wall Thickness of Vacuum Vessel)^2)*Density of Vacuum Vessel Material | Parameter | =(90.69*Mass of Vacuum Vessel + Shielding Material Costs for Vacuum Vessel + 13.04*Mass Flow Rate*112.32)/10^6 | 0 | 0 | 0 | 0 | 0 | 0 | 0 | 0 | 0 | 0 | 0 | 0 | 0 | 0 | 0 | 0 | 0 | 0 | 0 | 0 | 0 | 0 | 0 | 0 | 0 | 0 | 0 | 0 | 0 | 0 | 0 | 0 | 0 | 0 | 0 | 0 | 0 | 0 | 0 | 0 | 0 | 0 | 0 | 0 | 0 | 0 | 0 | 0 | 0 | 16
Parameter | Parameter | =(1400*Net Energy Output*1000)/10^6 | Parameter | =C3*C4 | =C7/(C6) | =IF(X-factor=0,C7*C10,C7*C10*C13) | Parameter | Parameter | Parameter | Parameter | Parameter | =C16/C8 | =C9*Electricity Generator Efficiency | Parameter | Parameter | Parameter | =C8+Cooling System Energy Consumption+Vacuum System Power Usage | =Total Reactor Energy Consumption*Electricity Rate | =C16-Total Reactor Energy Consumption | =365*24*C14 | =Net Energy Output*Hours in Operation per Year | =Required Targets per Year/(1-Production Failure Rate ) | =C4*C14*365*24*3600 | Parameter | =Total Cost per Pellet +Total Cost per Target with X-factor+Total Cost per Capacitive Coil and Hydrogen Cone+Final Assembly Cost per Target | =Fuel Pellet Mass*(Fuel Pellet Percentage Boron Nitride (h-BN)*Cost of Boron Nitride (h-BN))/(1000)+Cost of Manufacturing per Pellet | Parameter | Parameter | Parameter | Parameter | Parameter | Parameter | Parameter | =X-factor*(Total Cost of X-factor) | Parameter | Parameter | =Capacitive Coil and Hydrogen Cone*(Total Material Cost per Capacitive Coil and Hydrogen Cone+Cost of Manufacturing per Capacitive Coil and Hydrogen Cone) | =0.04+(Hydrogen Precursor Mass*Cost of Hydrogen)/(1000) | Parameter | Parameter | Parameter | Parameter | #N/A | =Manufacturing Overhead Costs+Fuel Target Production per Year*(Total Cost per Target ) | Parameter | Parameter | Parameter | Parameter | Parameter | Parameter | Parameter | =(Total Cost of Fuel Storage+Cost of Fuel Delivery Robot)/10^6 | =C4*((C14*24)*3600)*Required Redundancy | Parameter | Parameter | Parameter | Parameter | =ROUNDDOWN(Number of Years in Service/Turbine Replacement Interval,0)*Turbine Generators Replacement Cost+Diode Replacement Cost*C3*C4*ROUNDDOWN(Number of Years in Service/Diode Replacement Interval,0)+Lifetime Wall Replacement Cost+Total Coolant Cost*10^6*ROUNDDOWN(Number of Years in Service/Coolant Replacement Interval,0)+Yearly Regular Maintenance Cost*Number of Years in Service | Parameter | =Cost of Maintenance per kWh*1000*Yearly Net Energy Output | Parameter | Parameter | Parameter | Parameter | Parameter | Parameter | Parameter | Parameter | Parameter | Parameter | Parameter | =(Land Cost+Reactor Building Cost+Turbine Building Cost+Cooling Tower System Cost+Power Supply and Energy Storage Cost+Ventilation Stack Cost+Miscellaneous Buildings Cost+Laser Construction Cost) | Parameter | Parameter | =Indirect Construction Cost+Direct Construction Cost | Parameter | =Decommissioning Cost Coefficient*Direct Construction Cost | Parameter | Parameter | Parameter | =32*(C9/2605) | Parameter | Parameter | =(Coolant Volume*Coolant Density*Coolant Cost)/10^6 | =C9*10^6/Mixed-mean Coolant Temperature Rise/Specific Heat of Coolant | Parameter | Parameter | Parameter | Parameter | =Number of Staff*Average Hourly Wage | =Hourly Personnel Cost*7.6*7*52.18 | Parameter | Parameter | Parameter | Parameter | Parameter | Parameter | =PI()*Height of Vacuum Vessel*(Radius of Vacuum Vessel^2-(Radius of Vacuum Vessel-Wall Thickness of Vacuum Vessel)^2)*Density of Vacuum Vessel Material | Parameter | =(90.69*Mass of Vacuum Vessel + Shielding Material Costs for Vacuum Vessel + 13.04*Mass Flow Rate*112.32)/10^6 | 0 | 0 | 0 | 0 | 0 | 0 | 0 | 0 | 0 | 0 | 0 | 0 | 0 | 0 | 0 | 0 | 0 | 0 | 0 | 0 | 0 | 0 | 0 | 0 | 0 | 0 | 0 | 0 | 0 | 0 | 0 | 0 | 0 | 0 | 0 | 0 | 0 | 0 | 0 | 0 | 0 | 0 | 0 | 0 | 0 | 0 | 0 | 0 | 0 | 15
Parameter | Parameter | =(1400*Net Energy Output*1000)/10^6 | Parameter | =C3*C4 | =C7/(C6) | =IF(X-factor=0,C7*C10,C7*C10*C13) | Parameter | Parameter | Parameter | Parameter | Parameter | =Gross Energy Output /C8 | =C9*Electricity Generator Efficiency | Parameter | Parameter | Parameter | =C8+Cooling System Energy Consumption+Vacuum System Power Usage | =Total Reactor Energy Consumption*Electricity Rate | =Gross Energy Output -Total Reactor Energy Consumption | =365*24*C14 | =Net Energy Output*Hours in Operation per Year | =Required Targets per Year/(1-Production Failure Rate ) | =C4*C14*365*24*3600 | Parameter | =Total Cost per Pellet +Total Cost per Target with X-factor+Total Cost per Capacitive Coil and Hydrogen Cone+Final Assembly Cost per Target | =Fuel Pellet Mass*(Fuel Pellet Percentage Boron Nitride (h-BN)*Cost of Boron Nitride (h-BN))/(1000)+Cost of Manufacturing per Pellet | Parameter | Parameter | Parameter | Parameter | Parameter | Parameter | Parameter | =X-factor*(Total Cost of X-factor) | Parameter | Parameter | =Capacitive Coil and Hydrogen Cone*(Total Material Cost per Capacitive Coil and Hydrogen Cone+Cost of Manufacturing per Capacitive Coil and Hydrogen Cone) | =0.04+(Hydrogen Precursor Mass*Cost of Hydrogen)/(1000) | Parameter | Parameter | Parameter | Parameter | #N/A | =Manufacturing Overhead Costs+Fuel Target Production per Year*(Total Cost per Target ) | Parameter | Parameter | Parameter | Parameter | Parameter | Parameter | Parameter | =(Total Cost of Fuel Storage+Cost of Fuel Delivery Robot)/10^6 | =C4*((C14*24)*3600)*Required Redundancy | Parameter | Parameter | Parameter | Parameter | =ROUNDDOWN(Number of Years in Service/Turbine Replacement Interval,0)*Turbine Generators Replacement Cost+Diode Replacement Cost*C3*C4*ROUNDDOWN(Number of Years in Service/Diode Replacement Interval,0)+Lifetime Wall Replacement Cost+Total Coolant Cost*10^6*ROUNDDOWN(Number of Years in Service/Coolant Replacement Interval,0)+Yearly Regular Maintenance Cost*Number of Years in Service | Parameter | =Cost of Maintenance per kWh*1000*Yearly Net Energy Output | Parameter | Parameter | Parameter | Parameter | Parameter | Parameter | Parameter | Parameter | Parameter | Parameter | Parameter | =(Land Cost+Reactor Building Cost+Turbine Building Cost+Cooling Tower System Cost+Power Supply and Energy Storage Cost+Ventilation Stack Cost+Miscellaneous Buildings Cost+Laser Construction Cost) | Parameter | Parameter | =Indirect Construction Cost+Direct Construction Cost | Parameter | =Decommissioning Cost Coefficient*Direct Construction Cost | Parameter | Parameter | Parameter | =32*(C9/2605) | Parameter | Parameter | =(Coolant Volume*Coolant Density*Coolant Cost)/10^6 | =C9*10^6/Mixed-mean Coolant Temperature Rise/Specific Heat of Coolant | Parameter | Parameter | Parameter | Parameter | =Number of Staff*Average Hourly Wage | =Hourly Personnel Cost*7.6*7*52.18 | Parameter | Parameter | Parameter | Parameter | Parameter | Parameter | =PI()*Height of Vacuum Vessel*(Radius of Vacuum Vessel^2-(Radius of Vacuum Vessel-Wall Thickness of Vacuum Vessel)^2)*Density of Vacuum Vessel Material | Parameter | =(90.69*Mass of Vacuum Vessel + Shielding Material Costs for Vacuum Vessel + 13.04*Mass Flow Rate*112.32)/10^6 | 0 | 0 | 0 | 0 | 0 | 0 | 0 | 0 | 0 | 0 | 0 | 0 | 0 | 0 | 0 | 0 | 0 | 0 | 0 | 0 | 0 | 0 | 0 | 0 | 0 | 0 | 0 | 0 | 0 | 0 | 0 | 0 | 0 | 0 | 0 | 0 | 0 | 0 | 0 | 0 | 0 | 0 | 0 | 0 | 0 | 0 | 0 | 0 | 0 | 14
Parameter | Parameter | =(1400*Net Energy Output*1000)/10^6 | Parameter | =C3*C4 | =C7/(C6) | =IF(X-factor=0,C7*C10,C7*C10*C13) | Parameter | Parameter | Parameter | Parameter | Parameter | =Gross Energy Output /C8 | =C9*Electricity Generator Efficiency | Parameter | Parameter | Parameter | =C8+Cooling System Energy Consumption+Vacuum System Power Usage | =Total Reactor Energy Consumption*Electricity Rate | =Gross Energy Output -Total Reactor Energy Consumption | =365*24*C14 | =Net Energy Output*Hours in Operation per Year | =Required Targets per Year/(1-Production Failure Rate ) | =C4*C14*365*24*3600 | Parameter | =Total Cost per Pellet +Total Cost per Target with X-factor+Total Cost per Capacitive Coil and Hydrogen Cone+Final Assembly Cost per Target | =Fuel Pellet Mass*(Fuel Pellet Percentage Boron Nitride (h-BN)*Cost of Boron Nitride (h-BN))/(1000)+Cost of Manufacturing per Pellet | Parameter | Parameter | Parameter | Parameter | Parameter | Parameter | Parameter | =X-factor*(Total Cost of X-factor) | Parameter | Parameter | =Capacitive Coil and Hydrogen Cone*(Total Material Cost per Capacitive Coil and Hydrogen Cone+Cost of Manufacturing per Capacitive Coil and Hydrogen Cone) | =0.04+(Hydrogen Precursor Mass*Cost of Hydrogen)/(1000) | Parameter | Parameter | Parameter | Parameter | #N/A | =Manufacturing Overhead Costs+Fuel Target Production per Year*(Total Cost per Target ) | Parameter | Parameter | Parameter | Parameter | Parameter | Parameter | Parameter | =(Total Cost of Fuel Storage+Cost of Fuel Delivery Robot)/10^6 | =C4*((C14*24)*3600)*Required Redundancy | Parameter | Parameter | Parameter | Parameter | =ROUNDDOWN(Number of Years in Service/Turbine Replacement Interval,0)*Turbine Generators Replacement Cost+Diode Replacement Cost*C3*C4*ROUNDDOWN(Number of Years in Service/Diode Replacement Interval,0)+Lifetime Wall Replacement Cost+Total Coolant Cost*10^6*ROUNDDOWN(Number of Years in Service/Coolant Replacement Interval,0)+Yearly Regular Maintenance Cost*Number of Years in Service | Parameter | =Cost of Maintenance per kWh*1000*Yearly Net Energy Output | Parameter | Parameter | Parameter | Parameter | Parameter | Parameter | Parameter | Parameter | Parameter | Parameter | Parameter | =(Land Cost+Reactor Building Cost+Turbine Building Cost+Cooling Tower System Cost+Power Supply and Energy Storage Cost+Ventilation Stack Cost+Miscellaneous Buildings Cost+Laser Construction Cost) | Parameter | Parameter | =Indirect Construction Cost+Direct Construction Cost | Parameter | =Decommissioning Cost Coefficient*Direct Construction Cost | Parameter | Parameter | Parameter | =32*(C9/2605) | Parameter | Parameter | =(Coolant Volume*Coolant Density*Coolant Cost)/10^6 | =C9*10^6/Mixed-mean Coolant Temperature Rise/Specific Heat of Coolant | Parameter | Parameter | Parameter | Parameter | =Number of Staff*Average Hourly Wage | =Hourly Personnel Cost*7.6*7*52.18 | Parameter | Parameter | Parameter | Parameter | Parameter | Parameter | =PI()*Height of Vacuum Vessel*(Radius of Vacuum Vessel^2-(Radius of Vacuum Vessel-Wall Thickness of Vacuum Vessel)^2)*Density of Vacuum Vessel Material | Parameter | =(90.69*Mass of Vacuum Vessel + Shielding Material Costs for Vacuum Vessel + 13.04*Mass Flow Rate*112.32)/10^6 | 0 | 0 | 0 | 0 | 0 | 0 | 0 | 0 | 0 | 0 | 0 | 0 | 0 | 0 | 0 | 0 | 0 | 0 | 0 | 0 | 0 | 0 | 0 | 0 | 0 | 0 | 0 | 0 | 0 | 0 | 0 | 0 | 0 | 0 | 0 | 0 | 0 | 0 | 0 | 0 | 0 | 0 | 0 | 0 | 0 | 0 | 0 | 0 | 0 | 13
Parameter | Parameter | =(1400*Net Energy Output*1000)/10^6 | Parameter | =C3*C4 | =C7/(C6) | =IF(X-factor=0,C7*C10,C7*C10*C13) | Parameter | Parameter | Parameter | Parameter | Parameter | =Gross Energy Output /C8 | =C9*Electricity Generator Efficiency | Parameter | Parameter | Parameter | =C8+Cooling System Energy Consumption+Vacuum System Power Usage | =Total Reactor Energy Consumption*Electricity Rate | =Gross Energy Output -Total Reactor Energy Consumption | =365*24*Duty Cycle (Uptime) | =Net Energy Output*Hours in Operation per Year | =Required Targets per Year/(1-Production Failure Rate ) | =C4*Duty Cycle (Uptime)*365*24*3600 | Parameter | =Total Cost per Pellet +Total Cost per Target with X-factor+Total Cost per Capacitive Coil and Hydrogen Cone+Final Assembly Cost per Target | =Fuel Pellet Mass*(Fuel Pellet Percentage Boron Nitride (h-BN)*Cost of Boron Nitride (h-BN))/(1000)+Cost of Manufacturing per Pellet | Parameter | Parameter | Parameter | Parameter | Parameter | Parameter | Parameter | =X-factor*(Total Cost of X-factor) | Parameter | Parameter | =Capacitive Coil and Hydrogen Cone*(Total Material Cost per Capacitive Coil and Hydrogen Cone+Cost of Manufacturing per Capacitive Coil and Hydrogen Cone) | =0.04+(Hydrogen Precursor Mass*Cost of Hydrogen)/(1000) | Parameter | Parameter | Parameter | Parameter | #N/A | =Manufacturing Overhead Costs+Fuel Target Production per Year*(Total Cost per Target ) | Parameter | Parameter | Parameter | Parameter | Parameter | Parameter | Parameter | =(Total Cost of Fuel Storage+Cost of Fuel Delivery Robot)/10^6 | =C4*((Duty Cycle (Uptime)*24)*3600)*Required Redundancy | Parameter | Parameter | Parameter | Parameter | =ROUNDDOWN(Number of Years in Service/Turbine Replacement Interval,0)*Turbine Generators Replacement Cost+Diode Replacement Cost*C3*C4*ROUNDDOWN(Number of Years in Service/Diode Replacement Interval,0)+Lifetime Wall Replacement Cost+Total Coolant Cost*10^6*ROUNDDOWN(Number of Years in Service/Coolant Replacement Interval,0)+Yearly Regular Maintenance Cost*Number of Years in Service | Parameter | =Cost of Maintenance per kWh*1000*Yearly Net Energy Output | Parameter | Parameter | Parameter | Parameter | Parameter | Parameter | Parameter | Parameter | Parameter | Parameter | Parameter | =(Land Cost+Reactor Building Cost+Turbine Building Cost+Cooling Tower System Cost+Power Supply and Energy Storage Cost+Ventilation Stack Cost+Miscellaneous Buildings Cost+Laser Construction Cost) | Parameter | Parameter | =Indirect Construction Cost+Direct Construction Cost | Parameter | =Decommissioning Cost Coefficient*Direct Construction Cost | Parameter | Parameter | Parameter | =32*(C9/2605) | Parameter | Parameter | =(Coolant Volume*Coolant Density*Coolant Cost)/10^6 | =C9*10^6/Mixed-mean Coolant Temperature Rise/Specific Heat of Coolant | Parameter | Parameter | Parameter | Parameter | =Number of Staff*Average Hourly Wage | =Hourly Personnel Cost*7.6*7*52.18 | Parameter | Parameter | Parameter | Parameter | Parameter | Parameter | =PI()*Height of Vacuum Vessel*(Radius of Vacuum Vessel^2-(Radius of Vacuum Vessel-Wall Thickness of Vacuum Vessel)^2)*Density of Vacuum Vessel Material | Parameter | =(90.69*Mass of Vacuum Vessel + Shielding Material Costs for Vacuum Vessel + 13.04*Mass Flow Rate*112.32)/10^6 | 0 | 0 | 0 | 0 | 0 | 0 | 0 | 0 | 0 | 0 | 0 | 0 | 0 | 0 | 0 | 0 | 0 | 0 | 0 | 0 | 0 | 0 | 0 | 0 | 0 | 0 | 0 | 0 | 0 | 0 | 0 | 0 | 0 | 0 | 0 | 0 | 0 | 0 | 0 | 0 | 0 | 0 | 0 | 0 | 0 | 0 | 0 | 0 | 0 | 12
Parameter | Parameter | =(1400*Net Energy Output*1000)/10^6 | Parameter | =C3*C4 | =C7/(C6) | =IF(X-factor=0,C7*C10,C7*C10*Increased Gain by X-factor) | Parameter | Parameter | Parameter | Parameter | Parameter | =Gross Energy Output /C8 | =C9*Electricity Generator Efficiency | Parameter | Parameter | Parameter | =C8+Cooling System Energy Consumption+Vacuum System Power Usage | =Total Reactor Energy Consumption*Electricity Rate | =Gross Energy Output -Total Reactor Energy Consumption | =365*24*Duty Cycle (Uptime) | =Net Energy Output*Hours in Operation per Year | =Required Targets per Year/(1-Production Failure Rate ) | =C4*Duty Cycle (Uptime)*365*24*3600 | Parameter | =Total Cost per Pellet +Total Cost per Target with X-factor+Total Cost per Capacitive Coil and Hydrogen Cone+Final Assembly Cost per Target | =Fuel Pellet Mass*(Fuel Pellet Percentage Boron Nitride (h-BN)*Cost of Boron Nitride (h-BN))/(1000)+Cost of Manufacturing per Pellet | Parameter | Parameter | Parameter | Parameter | Parameter | Parameter | Parameter | =X-factor*(Total Cost of X-factor) | Parameter | Parameter | =Capacitive Coil and Hydrogen Cone*(Total Material Cost per Capacitive Coil and Hydrogen Cone+Cost of Manufacturing per Capacitive Coil and Hydrogen Cone) | =0.04+(Hydrogen Precursor Mass*Cost of Hydrogen)/(1000) | Parameter | Parameter | Parameter | Parameter | #N/A | =Manufacturing Overhead Costs+Fuel Target Production per Year*(Total Cost per Target ) | Parameter | Parameter | Parameter | Parameter | Parameter | Parameter | Parameter | =(Total Cost of Fuel Storage+Cost of Fuel Delivery Robot)/10^6 | =C4*((Duty Cycle (Uptime)*24)*3600)*Required Redundancy | Parameter | Parameter | Parameter | Parameter | =ROUNDDOWN(Number of Years in Service/Turbine Replacement Interval,0)*Turbine Generators Replacement Cost+Diode Replacement Cost*C3*C4*ROUNDDOWN(Number of Years in Service/Diode Replacement Interval,0)+Lifetime Wall Replacement Cost+Total Coolant Cost*10^6*ROUNDDOWN(Number of Years in Service/Coolant Replacement Interval,0)+Yearly Regular Maintenance Cost*Number of Years in Service | Parameter | =Cost of Maintenance per kWh*1000*Yearly Net Energy Output | Parameter | Parameter | Parameter | Parameter | Parameter | Parameter | Parameter | Parameter | Parameter | Parameter | Parameter | =(Land Cost+Reactor Building Cost+Turbine Building Cost+Cooling Tower System Cost+Power Supply and Energy Storage Cost+Ventilation Stack Cost+Miscellaneous Buildings Cost+Laser Construction Cost) | Parameter | Parameter | =Indirect Construction Cost+Direct Construction Cost | Parameter | =Decommissioning Cost Coefficient*Direct Construction Cost | Parameter | Parameter | Parameter | =32*(C9/2605) | Parameter | Parameter | =(Coolant Volume*Coolant Density*Coolant Cost)/10^6 | =C9*10^6/Mixed-mean Coolant Temperature Rise/Specific Heat of Coolant | Parameter | Parameter | Parameter | Parameter | =Number of Staff*Average Hourly Wage | =Hourly Personnel Cost*7.6*7*52.18 | Parameter | Parameter | Parameter | Parameter | Parameter | Parameter | =PI()*Height of Vacuum Vessel*(Radius of Vacuum Vessel^2-(Radius of Vacuum Vessel-Wall Thickness of Vacuum Vessel)^2)*Density of Vacuum Vessel Material | Parameter | =(90.69*Mass of Vacuum Vessel + Shielding Material Costs for Vacuum Vessel + 13.04*Mass Flow Rate*112.32)/10^6 | 0 | 0 | 0 | 0 | 0 | 0 | 0 | 0 | 0 | 0 | 0 | 0 | 0 | 0 | 0 | 0 | 0 | 0 | 0 | 0 | 0 | 0 | 0 | 0 | 0 | 0 | 0 | 0 | 0 | 0 | 0 | 0 | 0 | 0 | 0 | 0 | 0 | 0 | 0 | 0 | 0 | 0 | 0 | 0 | 0 | 0 | 0 | 0 | 0 | 11
Parameter | Parameter | =(1400*Net Energy Output*1000)/10^6 | Parameter | =C3*C4 | =C7/(C6) | =IF(X-factor=0,C7*C10,C7*C10*Increased Gain by X-factor) | Parameter | Parameter | Parameter | Parameter | Parameter | =Gross Energy Output /C8 | =C9*Electricity Generator Efficiency | Parameter | Parameter | Parameter | =C8+Cooling System Energy Consumption+Vacuum System Power Usage | =Total Reactor Energy Consumption*Electricity Rate | =Gross Energy Output -Total Reactor Energy Consumption | =365*24*Duty Cycle (Uptime) | =Net Energy Output*Hours in Operation per Year | =Required Targets per Year/(1-Production Failure Rate ) | =C4*Duty Cycle (Uptime)*365*24*3600 | Parameter | =Total Cost per Pellet +Total Cost per Target with X-factor+Total Cost per Capacitive Coil and Hydrogen Cone+Final Assembly Cost per Target | =Fuel Pellet Mass*(Fuel Pellet Percentage Boron Nitride (h-BN)*Cost of Boron Nitride (h-BN))/(1000)+Cost of Manufacturing per Pellet | Parameter | Parameter | Parameter | Parameter | Parameter | Parameter | Parameter | =X-factor*(Total Cost of X-factor) | Parameter | Parameter | =Capacitive Coil and Hydrogen Cone*(Total Material Cost per Capacitive Coil and Hydrogen Cone+Cost of Manufacturing per Capacitive Coil and Hydrogen Cone) | =0.04+(Hydrogen Precursor Mass*Cost of Hydrogen)/(1000) | Parameter | Parameter | Parameter | Parameter | #N/A | =Manufacturing Overhead Costs+Fuel Target Production per Year*(Total Cost per Target ) | Parameter | Parameter | Parameter | Parameter | Parameter | Parameter | Parameter | =(Total Cost of Fuel Storage+Cost of Fuel Delivery Robot)/10^6 | =C4*((Duty Cycle (Uptime)*24)*3600)*Required Redundancy | Parameter | Parameter | Parameter | Parameter | =ROUNDDOWN(Number of Years in Service/Turbine Replacement Interval,0)*Turbine Generators Replacement Cost+Diode Replacement Cost*C3*C4*ROUNDDOWN(Number of Years in Service/Diode Replacement Interval,0)+Lifetime Wall Replacement Cost+Total Coolant Cost*10^6*ROUNDDOWN(Number of Years in Service/Coolant Replacement Interval,0)+Yearly Regular Maintenance Cost*Number of Years in Service | Parameter | =Cost of Maintenance per kWh*1000*Yearly Net Energy Output | Parameter | Parameter | Parameter | Parameter | Parameter | Parameter | Parameter | Parameter | Parameter | Parameter | Parameter | =(Land Cost+Reactor Building Cost+Turbine Building Cost+Cooling Tower System Cost+Power Supply and Energy Storage Cost+Ventilation Stack Cost+Miscellaneous Buildings Cost+Laser Construction Cost) | Parameter | Parameter | =Indirect Construction Cost+Direct Construction Cost | Parameter | =Decommissioning Cost Coefficient*Direct Construction Cost | Parameter | Parameter | Parameter | =32*(C9/2605) | Parameter | Parameter | =(Coolant Volume*Coolant Density*Coolant Cost)/10^6 | =C9*10^6/Mixed-mean Coolant Temperature Rise/Specific Heat of Coolant | Parameter | Parameter | Parameter | Parameter | =Number of Staff*Average Hourly Wage | =Hourly Personnel Cost*7.6*7*52.18 | Parameter | Parameter | Parameter | Parameter | Parameter | Parameter | =PI()*Height of Vacuum Vessel*(Radius of Vacuum Vessel^2-(Radius of Vacuum Vessel-Wall Thickness of Vacuum Vessel)^2)*Density of Vacuum Vessel Material | Parameter | =(90.69*Mass of Vacuum Vessel + Shielding Material Costs for Vacuum Vessel + 13.04*Mass Flow Rate*112.32)/10^6 | 0 | 0 | 0 | 0 | 0 | 0 | 0 | 0 | 0 | 0 | 0 | 0 | 0 | 0 | 0 | 0 | 0 | 0 | 0 | 0 | 0 | 0 | 0 | 0 | 0 | 0 | 0 | 0 | 0 | 0 | 0 | 0 | 0 | 0 | 0 | 0 | 0 | 0 | 0 | 0 | 0 | 0 | 0 | 0 | 0 | 0 | 0 | 0 | 0 | 10
Parameter | Parameter | =(1400*Net Energy Output*1000)/10^6 | Parameter | =C3*C4 | =C7/(C6) | =IF(X-factor=0,C7*C10,C7*C10*Increased Gain by X-factor) | Parameter | Parameter | Parameter | Parameter | Parameter | =Gross Energy Output /C8 | =C9*Electricity Generator Efficiency | Parameter | Parameter | Parameter | =C8+Cooling System Energy Consumption+Vacuum System Power Usage | =Total Reactor Energy Consumption*Electricity Rate | =Gross Energy Output -Total Reactor Energy Consumption | =365*24*Duty Cycle (Uptime) | =Net Energy Output*Hours in Operation per Year | =Required Targets per Year/(1-Production Failure Rate ) | =C4*Duty Cycle (Uptime)*365*24*3600 | Parameter | =Total Cost per Pellet +Total Cost per Target with X-factor+Total Cost per Capacitive Coil and Hydrogen Cone+Final Assembly Cost per Target | =Fuel Pellet Mass*(Fuel Pellet Percentage Boron Nitride (h-BN)*Cost of Boron Nitride (h-BN))/(1000)+Cost of Manufacturing per Pellet | Parameter | Parameter | Parameter | Parameter | Parameter | Parameter | Parameter | =X-factor*(Total Cost of X-factor) | Parameter | Parameter | =Capacitive Coil and Hydrogen Cone*(Total Material Cost per Capacitive Coil and Hydrogen Cone+Cost of Manufacturing per Capacitive Coil and Hydrogen Cone) | =0.04+(Hydrogen Precursor Mass*Cost of Hydrogen)/(1000) | Parameter | Parameter | Parameter | Parameter | #N/A | =Manufacturing Overhead Costs+Fuel Target Production per Year*(Total Cost per Target ) | Parameter | Parameter | Parameter | Parameter | Parameter | Parameter | Parameter | =(Total Cost of Fuel Storage+Cost of Fuel Delivery Robot)/10^6 | =C4*((Duty Cycle (Uptime)*24)*3600)*Required Redundancy | Parameter | Parameter | Parameter | Parameter | =ROUNDDOWN(Number of Years in Service/Turbine Replacement Interval,0)*Turbine Generators Replacement Cost+Diode Replacement Cost*C3*C4*ROUNDDOWN(Number of Years in Service/Diode Replacement Interval,0)+Lifetime Wall Replacement Cost+Total Coolant Cost*10^6*ROUNDDOWN(Number of Years in Service/Coolant Replacement Interval,0)+Yearly Regular Maintenance Cost*Number of Years in Service | Parameter | =Cost of Maintenance per kWh*1000*Yearly Net Energy Output | Parameter | Parameter | Parameter | Parameter | Parameter | Parameter | Parameter | Parameter | Parameter | Parameter | Parameter | =(Land Cost+Reactor Building Cost+Turbine Building Cost+Cooling Tower System Cost+Power Supply and Energy Storage Cost+Ventilation Stack Cost+Miscellaneous Buildings Cost+Laser Construction Cost) | Parameter | Parameter | =Indirect Construction Cost+Direct Construction Cost | Parameter | =Decommissioning Cost Coefficient*Direct Construction Cost | Parameter | Parameter | Parameter | =32*(C9/2605) | Parameter | Parameter | =(Coolant Volume*Coolant Density*Coolant Cost)/10^6 | =C9*10^6/Mixed-mean Coolant Temperature Rise/Specific Heat of Coolant | Parameter | Parameter | Parameter | Parameter | =Number of Staff*Average Hourly Wage | =Hourly Personnel Cost*7.6*7*52.18 | Parameter | Parameter | Parameter | Parameter | Parameter | Parameter | =PI()*Height of Vacuum Vessel*(Radius of Vacuum Vessel^2-(Radius of Vacuum Vessel-Wall Thickness of Vacuum Vessel)^2)*Density of Vacuum Vessel Material | Parameter | =(90.69*Mass of Vacuum Vessel + Shielding Material Costs for Vacuum Vessel + 13.04*Mass Flow Rate*112.32)/10^6 | 0 | 0 | 0 | 0 | 0 | 0 | 0 | 0 | 0 | 0 | 0 | 0 | 0 | 0 | 0 | 0 | 0 | 0 | 0 | 0 | 0 | 0 | 0 | 0 | 0 | 0 | 0 | 0 | 0 | 0 | 0 | 0 | 0 | 0 | 0 | 0 | 0 | 0 | 0 | 0 | 0 | 0 | 0 | 0 | 0 | 0 | 0 | 0 | 0 | 9
Parameter | Parameter | =(1400*Net Energy Output*1000)/10^6 | Parameter | =C3*C4 | =C7/(C6) | =IF(X-factor=0,C7*Target Gain (Q),C7*Target Gain (Q)*Increased Gain by X-factor) | Parameter | Parameter | Parameter | Parameter | Parameter | =Gross Energy Output /C8 | =C9*Electricity Generator Efficiency | Parameter | Parameter | Parameter | =C8+Cooling System Energy Consumption+Vacuum System Power Usage | =Total Reactor Energy Consumption*Electricity Rate | =Gross Energy Output -Total Reactor Energy Consumption | =365*24*Duty Cycle (Uptime) | =Net Energy Output*Hours in Operation per Year | =Required Targets per Year/(1-Production Failure Rate ) | =C4*Duty Cycle (Uptime)*365*24*3600 | Parameter | =Total Cost per Pellet +Total Cost per Target with X-factor+Total Cost per Capacitive Coil and Hydrogen Cone+Final Assembly Cost per Target | =Fuel Pellet Mass*(Fuel Pellet Percentage Boron Nitride (h-BN)*Cost of Boron Nitride (h-BN))/(1000)+Cost of Manufacturing per Pellet | Parameter | Parameter | Parameter | Parameter | Parameter | Parameter | Parameter | =X-factor*(Total Cost of X-factor) | Parameter | Parameter | =Capacitive Coil and Hydrogen Cone*(Total Material Cost per Capacitive Coil and Hydrogen Cone+Cost of Manufacturing per Capacitive Coil and Hydrogen Cone) | =0.04+(Hydrogen Precursor Mass*Cost of Hydrogen)/(1000) | Parameter | Parameter | Parameter | Parameter | #N/A | =Manufacturing Overhead Costs+Fuel Target Production per Year*(Total Cost per Target ) | Parameter | Parameter | Parameter | Parameter | Parameter | Parameter | Parameter | =(Total Cost of Fuel Storage+Cost of Fuel Delivery Robot)/10^6 | =C4*((Duty Cycle (Uptime)*24)*3600)*Required Redundancy | Parameter | Parameter | Parameter | Parameter | =ROUNDDOWN(Number of Years in Service/Turbine Replacement Interval,0)*Turbine Generators Replacement Cost+Diode Replacement Cost*C3*C4*ROUNDDOWN(Number of Years in Service/Diode Replacement Interval,0)+Lifetime Wall Replacement Cost+Total Coolant Cost*10^6*ROUNDDOWN(Number of Years in Service/Coolant Replacement Interval,0)+Yearly Regular Maintenance Cost*Number of Years in Service | Parameter | =Cost of Maintenance per kWh*1000*Yearly Net Energy Output | Parameter | Parameter | Parameter | Parameter | Parameter | Parameter | Parameter | Parameter | Parameter | Parameter | Parameter | =(Land Cost+Reactor Building Cost+Turbine Building Cost+Cooling Tower System Cost+Power Supply and Energy Storage Cost+Ventilation Stack Cost+Miscellaneous Buildings Cost+Laser Construction Cost) | Parameter | Parameter | =Indirect Construction Cost+Direct Construction Cost | Parameter | =Decommissioning Cost Coefficient*Direct Construction Cost | Parameter | Parameter | Parameter | =32*(C9/2605) | Parameter | Parameter | =(Coolant Volume*Coolant Density*Coolant Cost)/10^6 | =C9*10^6/Mixed-mean Coolant Temperature Rise/Specific Heat of Coolant | Parameter | Parameter | Parameter | Parameter | =Number of Staff*Average Hourly Wage | =Hourly Personnel Cost*7.6*7*52.18 | Parameter | Parameter | Parameter | Parameter | Parameter | Parameter | =PI()*Height of Vacuum Vessel*(Radius of Vacuum Vessel^2-(Radius of Vacuum Vessel-Wall Thickness of Vacuum Vessel)^2)*Density of Vacuum Vessel Material | Parameter | =(90.69*Mass of Vacuum Vessel + Shielding Material Costs for Vacuum Vessel + 13.04*Mass Flow Rate*112.32)/10^6 | 0 | 0 | 0 | 0 | 0 | 0 | 0 | 0 | 0 | 0 | 0 | 0 | 0 | 0 | 0 | 0 | 0 | 0 | 0 | 0 | 0 | 0 | 0 | 0 | 0 | 0 | 0 | 0 | 0 | 0 | 0 | 0 | 0 | 0 | 0 | 0 | 0 | 0 | 0 | 0 | 0 | 0 | 0 | 0 | 0 | 0 | 0 | 0 | 0 | 8
Parameter | Parameter | =(1400*Net Energy Output*1000)/10^6 | Parameter | =C3*C4 | =C7/(C6) | =IF(X-factor=0,C7*Target Gain (Q),C7*Target Gain (Q)*Increased Gain by X-factor) | Parameter | Parameter | Parameter | Parameter | Parameter | =Gross Energy Output /C8 | =Thermal Reaction Energy Output*Electricity Generator Efficiency | Parameter | Parameter | Parameter | =C8+Cooling System Energy Consumption+Vacuum System Power Usage | =Total Reactor Energy Consumption*Electricity Rate | =Gross Energy Output -Total Reactor Energy Consumption | =365*24*Duty Cycle (Uptime) | =Net Energy Output*Hours in Operation per Year | =Required Targets per Year/(1-Production Failure Rate ) | =C4*Duty Cycle (Uptime)*365*24*3600 | Parameter | =Total Cost per Pellet +Total Cost per Target with X-factor+Total Cost per Capacitive Coil and Hydrogen Cone+Final Assembly Cost per Target | =Fuel Pellet Mass*(Fuel Pellet Percentage Boron Nitride (h-BN)*Cost of Boron Nitride (h-BN))/(1000)+Cost of Manufacturing per Pellet | Parameter | Parameter | Parameter | Parameter | Parameter | Parameter | Parameter | =X-factor*(Total Cost of X-factor) | Parameter | Parameter | =Capacitive Coil and Hydrogen Cone*(Total Material Cost per Capacitive Coil and Hydrogen Cone+Cost of Manufacturing per Capacitive Coil and Hydrogen Cone) | =0.04+(Hydrogen Precursor Mass*Cost of Hydrogen)/(1000) | Parameter | Parameter | Parameter | Parameter | #N/A | =Manufacturing Overhead Costs+Fuel Target Production per Year*(Total Cost per Target ) | Parameter | Parameter | Parameter | Parameter | Parameter | Parameter | Parameter | =(Total Cost of Fuel Storage+Cost of Fuel Delivery Robot)/10^6 | =C4*((Duty Cycle (Uptime)*24)*3600)*Required Redundancy | Parameter | Parameter | Parameter | Parameter | =ROUNDDOWN(Number of Years in Service/Turbine Replacement Interval,0)*Turbine Generators Replacement Cost+Diode Replacement Cost*C3*C4*ROUNDDOWN(Number of Years in Service/Diode Replacement Interval,0)+Lifetime Wall Replacement Cost+Total Coolant Cost*10^6*ROUNDDOWN(Number of Years in Service/Coolant Replacement Interval,0)+Yearly Regular Maintenance Cost*Number of Years in Service | Parameter | =Cost of Maintenance per kWh*1000*Yearly Net Energy Output | Parameter | Parameter | Parameter | Parameter | Parameter | Parameter | Parameter | Parameter | Parameter | Parameter | Parameter | =(Land Cost+Reactor Building Cost+Turbine Building Cost+Cooling Tower System Cost+Power Supply and Energy Storage Cost+Ventilation Stack Cost+Miscellaneous Buildings Cost+Laser Construction Cost) | Parameter | Parameter | =Indirect Construction Cost+Direct Construction Cost | Parameter | =Decommissioning Cost Coefficient*Direct Construction Cost | Parameter | Parameter | Parameter | =32*(Thermal Reaction Energy Output/2605) | Parameter | Parameter | =(Coolant Volume*Coolant Density*Coolant Cost)/10^6 | =Thermal Reaction Energy Output*10^6/Mixed-mean Coolant Temperature Rise/Specific Heat of Coolant | Parameter | Parameter | Parameter | Parameter | =Number of Staff*Average Hourly Wage | =Hourly Personnel Cost*7.6*7*52.18 | Parameter | Parameter | Parameter | Parameter | Parameter | Parameter | =PI()*Height of Vacuum Vessel*(Radius of Vacuum Vessel^2-(Radius of Vacuum Vessel-Wall Thickness of Vacuum Vessel)^2)*Density of Vacuum Vessel Material | Parameter | =(90.69*Mass of Vacuum Vessel + Shielding Material Costs for Vacuum Vessel + 13.04*Mass Flow Rate*112.32)/10^6 | 0 | 0 | 0 | 0 | 0 | 0 | 0 | 0 | 0 | 0 | 0 | 0 | 0 | 0 | 0 | 0 | 0 | 0 | 0 | 0 | 0 | 0 | 0 | 0 | 0 | 0 | 0 | 0 | 0 | 0 | 0 | 0 | 0 | 0 | 0 | 0 | 0 | 0 | 0 | 0 | 0 | 0 | 0 | 0 | 0 | 0 | 0 | 0 | 0 | 7
Parameter | Parameter | =(1400*Net Energy Output*1000)/10^6 | Parameter | =C3*C4 | =C7/(C6) | =IF(X-factor=0,C7*Target Gain (Q),C7*Target Gain (Q)*Increased Gain by X-factor) | Parameter | Parameter | Parameter | Parameter | Parameter | =Gross Energy Output /Laser Energy Input | =Thermal Reaction Energy Output*Electricity Generator Efficiency | Parameter | Parameter | Parameter | =Laser Energy Input+Cooling System Energy Consumption+Vacuum System Power Usage | =Total Reactor Energy Consumption*Electricity Rate | =Gross Energy Output -Total Reactor Energy Consumption | =365*24*Duty Cycle (Uptime) | =Net Energy Output*Hours in Operation per Year | =Required Targets per Year/(1-Production Failure Rate ) | =C4*Duty Cycle (Uptime)*365*24*3600 | Parameter | =Total Cost per Pellet +Total Cost per Target with X-factor+Total Cost per Capacitive Coil and Hydrogen Cone+Final Assembly Cost per Target | =Fuel Pellet Mass*(Fuel Pellet Percentage Boron Nitride (h-BN)*Cost of Boron Nitride (h-BN))/(1000)+Cost of Manufacturing per Pellet | Parameter | Parameter | Parameter | Parameter | Parameter | Parameter | Parameter | =X-factor*(Total Cost of X-factor) | Parameter | Parameter | =Capacitive Coil and Hydrogen Cone*(Total Material Cost per Capacitive Coil and Hydrogen Cone+Cost of Manufacturing per Capacitive Coil and Hydrogen Cone) | =0.04+(Hydrogen Precursor Mass*Cost of Hydrogen)/(1000) | Parameter | Parameter | Parameter | Parameter | #N/A | =Manufacturing Overhead Costs+Fuel Target Production per Year*(Total Cost per Target ) | Parameter | Parameter | Parameter | Parameter | Parameter | Parameter | Parameter | =(Total Cost of Fuel Storage+Cost of Fuel Delivery Robot)/10^6 | =C4*((Duty Cycle (Uptime)*24)*3600)*Required Redundancy | Parameter | Parameter | Parameter | Parameter | =ROUNDDOWN(Number of Years in Service/Turbine Replacement Interval,0)*Turbine Generators Replacement Cost+Diode Replacement Cost*C3*C4*ROUNDDOWN(Number of Years in Service/Diode Replacement Interval,0)+Lifetime Wall Replacement Cost+Total Coolant Cost*10^6*ROUNDDOWN(Number of Years in Service/Coolant Replacement Interval,0)+Yearly Regular Maintenance Cost*Number of Years in Service | Parameter | =Cost of Maintenance per kWh*1000*Yearly Net Energy Output | Parameter | Parameter | Parameter | Parameter | Parameter | Parameter | Parameter | Parameter | Parameter | Parameter | Parameter | =(Land Cost+Reactor Building Cost+Turbine Building Cost+Cooling Tower System Cost+Power Supply and Energy Storage Cost+Ventilation Stack Cost+Miscellaneous Buildings Cost+Laser Construction Cost) | Parameter | Parameter | =Indirect Construction Cost+Direct Construction Cost | Parameter | =Decommissioning Cost Coefficient*Direct Construction Cost | Parameter | Parameter | Parameter | =32*(Thermal Reaction Energy Output/2605) | Parameter | Parameter | =(Coolant Volume*Coolant Density*Coolant Cost)/10^6 | =Thermal Reaction Energy Output*10^6/Mixed-mean Coolant Temperature Rise/Specific Heat of Coolant | Parameter | Parameter | Parameter | Parameter | =Number of Staff*Average Hourly Wage | =Hourly Personnel Cost*7.6*7*52.18 | Parameter | Parameter | Parameter | Parameter | Parameter | Parameter | =PI()*Height of Vacuum Vessel*(Radius of Vacuum Vessel^2-(Radius of Vacuum Vessel-Wall Thickness of Vacuum Vessel)^2)*Density of Vacuum Vessel Material | Parameter | =(90.69*Mass of Vacuum Vessel + Shielding Material Costs for Vacuum Vessel + 13.04*Mass Flow Rate*112.32)/10^6 | 0 | 0 | 0 | 0 | 0 | 0 | 0 | 0 | 0 | 0 | 0 | 0 | 0 | 0 | 0 | 0 | 0 | 0 | 0 | 0 | 0 | 0 | 0 | 0 | 0 | 0 | 0 | 0 | 0 | 0 | 0 | 0 | 0 | 0 | 0 | 0 | 0 | 0 | 0 | 0 | 0 | 0 | 0 | 0 | 0 | 0 | 0 | 0 | 0 | 6
Parameter | Parameter | =(1400*Net Energy Output*1000)/10^6 | Parameter | =C3*C4 | =Laser Energy Output/(C6) | =IF(X-factor=0,Laser Energy Output*Target Gain (Q),Laser Energy Output*Target Gain (Q)*Increased Gain by X-factor) | Parameter | Parameter | Parameter | Parameter | Parameter | =Gross Energy Output /Laser Energy Input | =Thermal Reaction Energy Output*Electricity Generator Efficiency | Parameter | Parameter | Parameter | =Laser Energy Input+Cooling System Energy Consumption+Vacuum System Power Usage | =Total Reactor Energy Consumption*Electricity Rate | =Gross Energy Output -Total Reactor Energy Consumption | =365*24*Duty Cycle (Uptime) | =Net Energy Output*Hours in Operation per Year | =Required Targets per Year/(1-Production Failure Rate ) | =C4*Duty Cycle (Uptime)*365*24*3600 | Parameter | =Total Cost per Pellet +Total Cost per Target with X-factor+Total Cost per Capacitive Coil and Hydrogen Cone+Final Assembly Cost per Target | =Fuel Pellet Mass*(Fuel Pellet Percentage Boron Nitride (h-BN)*Cost of Boron Nitride (h-BN))/(1000)+Cost of Manufacturing per Pellet | Parameter | Parameter | Parameter | Parameter | Parameter | Parameter | Parameter | =X-factor*(Total Cost of X-factor) | Parameter | Parameter | =Capacitive Coil and Hydrogen Cone*(Total Material Cost per Capacitive Coil and Hydrogen Cone+Cost of Manufacturing per Capacitive Coil and Hydrogen Cone) | =0.04+(Hydrogen Precursor Mass*Cost of Hydrogen)/(1000) | Parameter | Parameter | Parameter | Parameter | #N/A | =Manufacturing Overhead Costs+Fuel Target Production per Year*(Total Cost per Target ) | Parameter | Parameter | Parameter | Parameter | Parameter | Parameter | Parameter | =(Total Cost of Fuel Storage+Cost of Fuel Delivery Robot)/10^6 | =C4*((Duty Cycle (Uptime)*24)*3600)*Required Redundancy | Parameter | Parameter | Parameter | Parameter | =ROUNDDOWN(Number of Years in Service/Turbine Replacement Interval,0)*Turbine Generators Replacement Cost+Diode Replacement Cost*C3*C4*ROUNDDOWN(Number of Years in Service/Diode Replacement Interval,0)+Lifetime Wall Replacement Cost+Total Coolant Cost*10^6*ROUNDDOWN(Number of Years in Service/Coolant Replacement Interval,0)+Yearly Regular Maintenance Cost*Number of Years in Service | Parameter | =Cost of Maintenance per kWh*1000*Yearly Net Energy Output | Parameter | Parameter | Parameter | Parameter | Parameter | Parameter | Parameter | Parameter | Parameter | Parameter | Parameter | =(Land Cost+Reactor Building Cost+Turbine Building Cost+Cooling Tower System Cost+Power Supply and Energy Storage Cost+Ventilation Stack Cost+Miscellaneous Buildings Cost+Laser Construction Cost) | Parameter | Parameter | =Indirect Construction Cost+Direct Construction Cost | Parameter | =Decommissioning Cost Coefficient*Direct Construction Cost | Parameter | Parameter | Parameter | =32*(Thermal Reaction Energy Output/2605) | Parameter | Parameter | =(Coolant Volume*Coolant Density*Coolant Cost)/10^6 | =Thermal Reaction Energy Output*10^6/Mixed-mean Coolant Temperature Rise/Specific Heat of Coolant | Parameter | Parameter | Parameter | Parameter | =Number of Staff*Average Hourly Wage | =Hourly Personnel Cost*7.6*7*52.18 | Parameter | Parameter | Parameter | Parameter | Parameter | Parameter | =PI()*Height of Vacuum Vessel*(Radius of Vacuum Vessel^2-(Radius of Vacuum Vessel-Wall Thickness of Vacuum Vessel)^2)*Density of Vacuum Vessel Material | Parameter | =(90.69*Mass of Vacuum Vessel + Shielding Material Costs for Vacuum Vessel + 13.04*Mass Flow Rate*112.32)/10^6 | 0 | 0 | 0 | 0 | 0 | 0 | 0 | 0 | 0 | 0 | 0 | 0 | 0 | 0 | 0 | 0 | 0 | 0 | 0 | 0 | 0 | 0 | 0 | 0 | 0 | 0 | 0 | 0 | 0 | 0 | 0 | 0 | 0 | 0 | 0 | 0 | 0 | 0 | 0 | 0 | 0 | 0 | 0 | 0 | 0 | 0 | 0 | 0 | 0 | 5
Parameter | Parameter | =(1400*Net Energy Output*1000)/10^6 | Parameter | =C3*C4 | =Laser Energy Output/(Laser Efficiency) | =IF(X-factor=0,Laser Energy Output*Target Gain (Q),Laser Energy Output*Target Gain (Q)*Increased Gain by X-factor) | Parameter | Parameter | Parameter | Parameter | Parameter | =Gross Energy Output /Laser Energy Input | =Thermal Reaction Energy Output*Electricity Generator Efficiency | Parameter | Parameter | Parameter | =Laser Energy Input+Cooling System Energy Consumption+Vacuum System Power Usage | =Total Reactor Energy Consumption*Electricity Rate | =Gross Energy Output -Total Reactor Energy Consumption | =365*24*Duty Cycle (Uptime) | =Net Energy Output*Hours in Operation per Year | =Required Targets per Year/(1-Production Failure Rate ) | =C4*Duty Cycle (Uptime)*365*24*3600 | Parameter | =Total Cost per Pellet +Total Cost per Target with X-factor+Total Cost per Capacitive Coil and Hydrogen Cone+Final Assembly Cost per Target | =Fuel Pellet Mass*(Fuel Pellet Percentage Boron Nitride (h-BN)*Cost of Boron Nitride (h-BN))/(1000)+Cost of Manufacturing per Pellet | Parameter | Parameter | Parameter | Parameter | Parameter | Parameter | Parameter | =X-factor*(Total Cost of X-factor) | Parameter | Parameter | =Capacitive Coil and Hydrogen Cone*(Total Material Cost per Capacitive Coil and Hydrogen Cone+Cost of Manufacturing per Capacitive Coil and Hydrogen Cone) | =0.04+(Hydrogen Precursor Mass*Cost of Hydrogen)/(1000) | Parameter | Parameter | Parameter | Parameter | #N/A | =Manufacturing Overhead Costs+Fuel Target Production per Year*(Total Cost per Target ) | Parameter | Parameter | Parameter | Parameter | Parameter | Parameter | Parameter | =(Total Cost of Fuel Storage+Cost of Fuel Delivery Robot)/10^6 | =C4*((Duty Cycle (Uptime)*24)*3600)*Required Redundancy | Parameter | Parameter | Parameter | Parameter | =ROUNDDOWN(Number of Years in Service/Turbine Replacement Interval,0)*Turbine Generators Replacement Cost+Diode Replacement Cost*C3*C4*ROUNDDOWN(Number of Years in Service/Diode Replacement Interval,0)+Lifetime Wall Replacement Cost+Total Coolant Cost*10^6*ROUNDDOWN(Number of Years in Service/Coolant Replacement Interval,0)+Yearly Regular Maintenance Cost*Number of Years in Service | Parameter | =Cost of Maintenance per kWh*1000*Yearly Net Energy Output | Parameter | Parameter | Parameter | Parameter | Parameter | Parameter | Parameter | Parameter | Parameter | Parameter | Parameter | =(Land Cost+Reactor Building Cost+Turbine Building Cost+Cooling Tower System Cost+Power Supply and Energy Storage Cost+Ventilation Stack Cost+Miscellaneous Buildings Cost+Laser Construction Cost) | Parameter | Parameter | =Indirect Construction Cost+Direct Construction Cost | Parameter | =Decommissioning Cost Coefficient*Direct Construction Cost | Parameter | Parameter | Parameter | =32*(Thermal Reaction Energy Output/2605) | Parameter | Parameter | =(Coolant Volume*Coolant Density*Coolant Cost)/10^6 | =Thermal Reaction Energy Output*10^6/Mixed-mean Coolant Temperature Rise/Specific Heat of Coolant | Parameter | Parameter | Parameter | Parameter | =Number of Staff*Average Hourly Wage | =Hourly Personnel Cost*7.6*7*52.18 | Parameter | Parameter | Parameter | Parameter | Parameter | Parameter | =PI()*Height of Vacuum Vessel*(Radius of Vacuum Vessel^2-(Radius of Vacuum Vessel-Wall Thickness of Vacuum Vessel)^2)*Density of Vacuum Vessel Material | Parameter | =(90.69*Mass of Vacuum Vessel + Shielding Material Costs for Vacuum Vessel + 13.04*Mass Flow Rate*112.32)/10^6 | 0 | 0 | 0 | 0 | 0 | 0 | 0 | 0 | 0 | 0 | 0 | 0 | 0 | 0 | 0 | 0 | 0 | 0 | 0 | 0 | 0 | 0 | 0 | 0 | 0 | 0 | 0 | 0 | 0 | 0 | 0 | 0 | 0 | 0 | 0 | 0 | 0 | 0 | 0 | 0 | 0 | 0 | 0 | 0 | 0 | 0 | 0 | 0 | 0 | 4
Parameter | Parameter | =(1400*Net Energy Output*1000)/10^6 | Parameter | =C3*C4 | =Laser Energy Output/(Laser Efficiency) | =IF(X-factor=0,Laser Energy Output*Target Gain (Q),Laser Energy Output*Target Gain (Q)*Increased Gain by X-factor) | Parameter | Parameter | Parameter | Parameter | Parameter | =Gross Energy Output /Laser Energy Input | =Thermal Reaction Energy Output*Electricity Generator Efficiency | Parameter | Parameter | Parameter | =Laser Energy Input+Cooling System Energy Consumption+Vacuum System Power Usage | =Total Reactor Energy Consumption*Electricity Rate | =Gross Energy Output -Total Reactor Energy Consumption | =365*24*Duty Cycle (Uptime) | =Net Energy Output*Hours in Operation per Year | =Required Targets per Year/(1-Production Failure Rate ) | =C4*Duty Cycle (Uptime)*365*24*3600 | Parameter | =Total Cost per Pellet +Total Cost per Target with X-factor+Total Cost per Capacitive Coil and Hydrogen Cone+Final Assembly Cost per Target | =Fuel Pellet Mass*(Fuel Pellet Percentage Boron Nitride (h-BN)*Cost of Boron Nitride (h-BN))/(1000)+Cost of Manufacturing per Pellet | Parameter | Parameter | Parameter | Parameter | Parameter | Parameter | Parameter | =X-factor*(Total Cost of X-factor) | Parameter | Parameter | =Capacitive Coil and Hydrogen Cone*(Total Material Cost per Capacitive Coil and Hydrogen Cone+Cost of Manufacturing per Capacitive Coil and Hydrogen Cone) | =0.04+(Hydrogen Precursor Mass*Cost of Hydrogen)/(1000) | Parameter | Parameter | Parameter | Parameter | #N/A | =Manufacturing Overhead Costs+Fuel Target Production per Year*(Total Cost per Target ) | Parameter | Parameter | Parameter | Parameter | Parameter | Parameter | Parameter | =(Total Cost of Fuel Storage+Cost of Fuel Delivery Robot)/10^6 | =C4*((Duty Cycle (Uptime)*24)*3600)*Required Redundancy | Parameter | Parameter | Parameter | Parameter | =ROUNDDOWN(Number of Years in Service/Turbine Replacement Interval,0)*Turbine Generators Replacement Cost+Diode Replacement Cost*C3*C4*ROUNDDOWN(Number of Years in Service/Diode Replacement Interval,0)+Lifetime Wall Replacement Cost+Total Coolant Cost*10^6*ROUNDDOWN(Number of Years in Service/Coolant Replacement Interval,0)+Yearly Regular Maintenance Cost*Number of Years in Service | Parameter | =Cost of Maintenance per kWh*1000*Yearly Net Energy Output | Parameter | Parameter | Parameter | Parameter | Parameter | Parameter | Parameter | Parameter | Parameter | Parameter | Parameter | =(Land Cost+Reactor Building Cost+Turbine Building Cost+Cooling Tower System Cost+Power Supply and Energy Storage Cost+Ventilation Stack Cost+Miscellaneous Buildings Cost+Laser Construction Cost) | Parameter | Parameter | =Indirect Construction Cost+Direct Construction Cost | Parameter | =Decommissioning Cost Coefficient*Direct Construction Cost | Parameter | Parameter | Parameter | =32*(Thermal Reaction Energy Output/2605) | Parameter | Parameter | =(Coolant Volume*Coolant Density*Coolant Cost)/10^6 | =Thermal Reaction Energy Output*10^6/Mixed-mean Coolant Temperature Rise/Specific Heat of Coolant | Parameter | Parameter | Parameter | Parameter | =Number of Staff*Average Hourly Wage | =Hourly Personnel Cost*7.6*7*52.18 | Parameter | Parameter | Parameter | Parameter | Parameter | Parameter | =PI()*Height of Vacuum Vessel*(Radius of Vacuum Vessel^2-(Radius of Vacuum Vessel-Wall Thickness of Vacuum Vessel)^2)*Density of Vacuum Vessel Material | Parameter | =(90.69*Mass of Vacuum Vessel + Shielding Material Costs for Vacuum Vessel + 13.04*Mass Flow Rate*112.32)/10^6 | 0 | 0 | 0 | 0 | 0 | 0 | 0 | 0 | 0 | 0 | 0 | 0 | 0 | 0 | 0 | 0 | 0 | 0 | 0 | 0 | 0 | 0 | 0 | 0 | 0 | 0 | 0 | 0 | 0 | 0 | 0 | 0 | 0 | 0 | 0 | 0 | 0 | 0 | 0 | 0 | 0 | 0 | 0 | 0 | 0 | 0 | 0 | 0 | 0 | 3
Parameter | Parameter | =(1400*Net Energy Output*1000)/10^6 | Parameter | =C3*Repetition Rate | =Laser Energy Output/(Laser Efficiency) | =IF(X-factor=0,Laser Energy Output*Target Gain (Q),Laser Energy Output*Target Gain (Q)*Increased Gain by X-factor) | Parameter | Parameter | Parameter | Parameter | Parameter | =Gross Energy Output /Laser Energy Input | =Thermal Reaction Energy Output*Electricity Generator Efficiency | Parameter | Parameter | Parameter | =Laser Energy Input+Cooling System Energy Consumption+Vacuum System Power Usage | =Total Reactor Energy Consumption*Electricity Rate | =Gross Energy Output -Total Reactor Energy Consumption | =365*24*Duty Cycle (Uptime) | =Net Energy Output*Hours in Operation per Year | =Required Targets per Year/(1-Production Failure Rate ) | =Repetition Rate*Duty Cycle (Uptime)*365*24*3600 | Parameter | =Total Cost per Pellet +Total Cost per Target with X-factor+Total Cost per Capacitive Coil and Hydrogen Cone+Final Assembly Cost per Target | =Fuel Pellet Mass*(Fuel Pellet Percentage Boron Nitride (h-BN)*Cost of Boron Nitride (h-BN))/(1000)+Cost of Manufacturing per Pellet | Parameter | Parameter | Parameter | Parameter | Parameter | Parameter | Parameter | =X-factor*(Total Cost of X-factor) | Parameter | Parameter | =Capacitive Coil and Hydrogen Cone*(Total Material Cost per Capacitive Coil and Hydrogen Cone+Cost of Manufacturing per Capacitive Coil and Hydrogen Cone) | =0.04+(Hydrogen Precursor Mass*Cost of Hydrogen)/(1000) | Parameter | Parameter | Parameter | Parameter | #N/A | =Manufacturing Overhead Costs+Fuel Target Production per Year*(Total Cost per Target ) | Parameter | Parameter | Parameter | Parameter | Parameter | Parameter | Parameter | =(Total Cost of Fuel Storage+Cost of Fuel Delivery Robot)/10^6 | =Repetition Rate*((Duty Cycle (Uptime)*24)*3600)*Required Redundancy | Parameter | Parameter | Parameter | Parameter | =ROUNDDOWN(Number of Years in Service/Turbine Replacement Interval,0)*Turbine Generators Replacement Cost+Diode Replacement Cost*C3*Repetition Rate*ROUNDDOWN(Number of Years in Service/Diode Replacement Interval,0)+Lifetime Wall Replacement Cost+Total Coolant Cost*10^6*ROUNDDOWN(Number of Years in Service/Coolant Replacement Interval,0)+Yearly Regular Maintenance Cost*Number of Years in Service | Parameter | =Cost of Maintenance per kWh*1000*Yearly Net Energy Output | Parameter | Parameter | Parameter | Parameter | Parameter | Parameter | Parameter | Parameter | Parameter | Parameter | Parameter | =(Land Cost+Reactor Building Cost+Turbine Building Cost+Cooling Tower System Cost+Power Supply and Energy Storage Cost+Ventilation Stack Cost+Miscellaneous Buildings Cost+Laser Construction Cost) | Parameter | Parameter | =Indirect Construction Cost+Direct Construction Cost | Parameter | =Decommissioning Cost Coefficient*Direct Construction Cost | Parameter | Parameter | Parameter | =32*(Thermal Reaction Energy Output/2605) | Parameter | Parameter | =(Coolant Volume*Coolant Density*Coolant Cost)/10^6 | =Thermal Reaction Energy Output*10^6/Mixed-mean Coolant Temperature Rise/Specific Heat of Coolant | Parameter | Parameter | Parameter | Parameter | =Number of Staff*Average Hourly Wage | =Hourly Personnel Cost*7.6*7*52.18 | Parameter | Parameter | Parameter | Parameter | Parameter | Parameter | =PI()*Height of Vacuum Vessel*(Radius of Vacuum Vessel^2-(Radius of Vacuum Vessel-Wall Thickness of Vacuum Vessel)^2)*Density of Vacuum Vessel Material | Parameter | =(90.69*Mass of Vacuum Vessel + Shielding Material Costs for Vacuum Vessel + 13.04*Mass Flow Rate*112.32)/10^6 | 0 | 0 | 0 | 0 | 0 | 0 | 0 | 0 | 0 | 0 | 0 | 0 | 0 | 0 | 0 | 0 | 0 | 0 | 0 | 0 | 0 | 0 | 0 | 0 | 0 | 0 | 0 | 0 | 0 | 0 | 0 | 0 | 0 | 0 | 0 | 0 | 0 | 0 | 0 | 0 | 0 | 0 | 0 | 0 | 0 | 0 | 0 | 0 | 0 | 2
Parameter | Parameter | =(1400*Net Energy Output*1000)/10^6 | Parameter | =Total Laser Energy per Pulse*Repetition Rate | =Laser Energy Output/(Laser Efficiency) | =IF(X-factor=0,Laser Energy Output*Target Gain (Q),Laser Energy Output*Target Gain (Q)*Increased Gain by X-factor) | Parameter | Parameter | Parameter | Parameter | Parameter | =Gross Energy Output /Laser Energy Input | =Thermal Reaction Energy Output*Electricity Generator Efficiency | Parameter | Parameter | Parameter | =Laser Energy Input+Cooling System Energy Consumption+Vacuum System Power Usage | =Total Reactor Energy Consumption*Electricity Rate | =Gross Energy Output -Total Reactor Energy Consumption | =365*24*Duty Cycle (Uptime) | =Net Energy Output*Hours in Operation per Year | =Required Targets per Year/(1-Production Failure Rate ) | =Repetition Rate*Duty Cycle (Uptime)*365*24*3600 | Parameter | =Total Cost per Pellet +Total Cost per Target with X-factor+Total Cost per Capacitive Coil and Hydrogen Cone+Final Assembly Cost per Target | =Fuel Pellet Mass*(Fuel Pellet Percentage Boron Nitride (h-BN)*Cost of Boron Nitride (h-BN))/(1000)+Cost of Manufacturing per Pellet | Parameter | Parameter | Parameter | Parameter | Parameter | Parameter | Parameter | =X-factor*(Total Cost of X-factor) | Parameter | Parameter | =Capacitive Coil and Hydrogen Cone*(Total Material Cost per Capacitive Coil and Hydrogen Cone+Cost of Manufacturing per Capacitive Coil and Hydrogen Cone) | =0.04+(Hydrogen Precursor Mass*Cost of Hydrogen)/(1000) | Parameter | Parameter | Parameter | Parameter | #N/A | =Manufacturing Overhead Costs+Fuel Target Production per Year*(Total Cost per Target ) | Parameter | Parameter | Parameter | Parameter | Parameter | Parameter | Parameter | =(Total Cost of Fuel Storage+Cost of Fuel Delivery Robot)/10^6 | =Repetition Rate*((Duty Cycle (Uptime)*24)*3600)*Required Redundancy | Parameter | Parameter | Parameter | Parameter | =ROUNDDOWN(Number of Years in Service/Turbine Replacement Interval,0)*Turbine Generators Replacement Cost+Diode Replacement Cost*Total Laser Energy per Pulse*Repetition Rate*ROUNDDOWN(Number of Years in Service/Diode Replacement Interval,0)+Lifetime Wall Replacement Cost+Total Coolant Cost*10^6*ROUNDDOWN(Number of Years in Service/Coolant Replacement Interval,0)+Yearly Regular Maintenance Cost*Number of Years in Service | Parameter | =Cost of Maintenance per kWh*1000*Yearly Net Energy Output | Parameter | Parameter | Parameter | Parameter | Parameter | Parameter | Parameter | Parameter | Parameter | Parameter | Parameter | =(Land Cost+Reactor Building Cost+Turbine Building Cost+Cooling Tower System Cost+Power Supply and Energy Storage Cost+Ventilation Stack Cost+Miscellaneous Buildings Cost+Laser Construction Cost) | Parameter | Parameter | =Indirect Construction Cost+Direct Construction Cost | Parameter | =Decommissioning Cost Coefficient*Direct Construction Cost | Parameter | Parameter | Parameter | =32*(Thermal Reaction Energy Output/2605) | Parameter | Parameter | =(Coolant Volume*Coolant Density*Coolant Cost)/10^6 | =Thermal Reaction Energy Output*10^6/Mixed-mean Coolant Temperature Rise/Specific Heat of Coolant | Parameter | Parameter | Parameter | Parameter | =Number of Staff*Average Hourly Wage | =Hourly Personnel Cost*7.6*7*52.18 | Parameter | Parameter | Parameter | Parameter | Parameter | Parameter | =PI()*Height of Vacuum Vessel*(Radius of Vacuum Vessel^2-(Radius of Vacuum Vessel-Wall Thickness of Vacuum Vessel)^2)*Density of Vacuum Vessel Material | Parameter | =(90.69*Mass of Vacuum Vessel + Shielding Material Costs for Vacuum Vessel + 13.04*Mass Flow Rate*112.32)/10^6 | 0 | 0 | 0 | 0 | 0 | 0 | 0 | 0 | 0 | 0 | 0 | 0 | 0 | 0 | 0 | 0 | 0 | 0 | 0 | 0 | 0 | 0 | 0 | 0 | 0 | 0 | 0 | 0 | 0 | 0 | 0 | 0 | 0 | 0 | 0 | 0 | 0 | 0 | 0 | 0 | 0 | 0 | 0 | 0 | 0 | 0 | 0 | 0 | 0 | 1